## Indoor Inputs
Inputs for Matlab File, if length of input variables change, code xlsx read will need to be extended.
Matlab Array # | Matlab Var Name | Category | Sub-category | Variable | High | Baseline | Low | Units | Reference | Model Input | Units | Notes | Optimistic | Baseline | Conservative | Idealistic
1 | A | Input | All | Facility Size | 11848.9011 | 14811.1264 | 1481.1126 | ft^2 | Input | 1376 | m^2 | Indoor sizing (base model was 86*16*m2_to_ft2)
2 | A_g_use | Input | Indoor/Greenhouse | Usable Growing Area | 0.54545 | 68.18% |  | m^2-grow/m^2-greenhouse | [11] | 0.68182 | m^2-grow/m^2-greenhouse
3 | A_g_total | Input | Indoor/Greenhouse | Useable Grow Area | 750.5455 | 938.1818 |  | m^2 grow area |  | 938.1818 | m^2 grow area
4 | H | Input | Indoor | Facility Height | 3.6576 | 4.572 |  | meters | Guess | 4.572 | meters
5 | V | Input | Indoor | Volume | 5032.8576 | 6291.072 |  | m^3 | Calculated | 6291.072 | m^3
6 | t | Input | Indoor | Exterior Wall Thickness | 0.24384 | 0.3048 |  | meters |  | 0.3048 | meters
7 | k | Input | Indoor | Thermal Conductivity | 0.0464 | 0.058 |  | W/m*K | [22] | 0.058 | W/m*K | Pulled figerglass insulation in heat transfer text
8 | h_air_out | Input | Indoor | convective heat transfer coefficient outside | 24 | 30 |  | W/m^2-K |  | 30 | W/m^2-K
9 | h_air_in | Input | Indoor | convective heat transfer coefficient inside | 24 | 30 |  | W/m^2-K |  | 30 | W/m^2-K
10 | N | Input | Indoor | Required Air Changes | 24 | 30 | 8 | air changes/hour | [14] | 30 | air changes/hour | Baseline is mean(N_min_index) from Matlab for the range tested here
11 | plant_area | Input | Indoor | Plant Density | 2.1528 | 2.691 | 2.6667 | plants/m^2 | Mills, [58] | 2.691 | plants/m^2 | 4 square feet per plant, Mills and SOG technique
12 | plant_count | Input | Indoor | Number of Plants | 1335.2717 | 1669.0896 |  | plants/harvest-flower |  | 1669.0896 | plants/harvest-flower | The 4 quare feet per plant is adult, so what comes out of the flowering stage
12 | plant_yield | Input | Indoor | Plant Yield | 0.3512 | 0.439 |  | kg/m^2-cycle | Raw Data Tab | 0.439 | kg/m^2-cycle | Verify this is an achievable yield in all three scenarios
13 | NA3 | Input | Indoor | Daytime Temperature Set Point | 21.6 | 27 |  | deg C |  | 27 | deg C
14 | NA4 | Input | Indoor | Nighttime Temperature Set Point | 17.6 | 22 |  | deg C |  | 22 | deg C
15 | biofungicide_mass | Input | Indoor | Biofungicide (Folpet) | 390.5945 | 488.2431 |  | kg/harvest | [39] | 488.2431 | kg/harvest | Data mining from Los Suenos 2018 GH and Field Spreadsheet
16 | soil_amendment_mass | Input | Indoor | Soil Amendments (Perlite) | 0.011016 | 0.013769 |  | m3/plant | [39] | 25280.6562 | kg/harvest | 70% coco and 30% perlite [56]
17 | ammonium_nitrate_mass | Input | Indoor | Ammonium Nitrate (N) | 31.0989 | 38.8736 |  | grams/plant |  | 0.038874 | kg/plant-cycle | Data mining from Los Suenos 2018 GH and Field Spreadsheet
18 | triple_superphosphate_mass | Input | Indoor | Triple Superphosphate (P) | 69.219 | 86.5237 |  | grams/plant |  | 0.086524 | kg/plant-cycle
19 | potassium_chloride_mass | Input | Indoor | Potassium Chloride (K) | 47.2683 | 59.0853 |  | grams/plant |  | 0.059085 | kg/plant-cycle
20 | neem_oil_mass | Input | Indoor | Neem oil for insecticide | 0.22 | 0.275 |  | liters/plant-cycle | Indoor Raw Data | 0.275 | liters/plant-cycle
21 | neem_oil_water |  |  | water mixed with neem oil application | 8.8 | 11 |  | liters/plant-cycle | Indoor Raw Data | 11 | liters/plant-cycle
22 | neem_oil_soap |  |  | Surfactant mixed with neem oil application | 0.043374 | 0.054218 |  | liters/plant-cycle | Indoor Raw Data | 0.054218 | liters/plant-cycle
23 | NA11 | Input | Indoor | Harvest Quantity | 4.9492 | 6.1864 |  | harvest/year |  | 6.1864 | harvest/year
24 | NA13 | Output | Indoor | Simple Cooling Load | 27299383.0904 | 34124228.863 |  | Wh/yr | Matlab Output | 34124228.863 | Wh/yr
25 | NA12 | Output | Indoor | Simple Heating Load | 919676864.1334 | 1149596080.1667 |  | Wh/yr | Matlab Output | 1149596080.1667 | Wh/yr
26 | NA18 | Output | Indoor | Dehumidification (Electric) | 80019910.5944 | 100024888.243 |  | Wh/yr | Matlab Output | 100024888.243 | Wh/yr
27 | NA19 | Output | Indoor | Dehumidification Reheat (NG) | 163429607.5712 | 204287009.4639 |  | Wh/yr | Matlab Output | 204287009.4639 | Wh/yr
28+A135 | NA17 | Output | Indoor | Humidification and Cooling(Electric) | 135947413.0546 | 169934266.3182 |  | Wh/yr | Matlab Output | 169934266.3182 | Wh/yr
29 | NA16 | Output | Indoor | Humidification and Cooling (NG) | 105300963.5695 | 131626204.4619 |  | Wh/yr | Matlab Output | 131626204.4619 | Wh/yr
30 | NA14 | Output | Indoor | Heating and Humidification (Heating) | 7499349826.2475 | 9374187282.8094 |  | Wh/yr | Matlab Output | 9374187282.8094 | Wh/yr
31 | NA141 |  |  | Heating and Humidification (Vaporization) | 4227476820.3105 | 5284346025.3881 |  | Wh/yr | Matlab Output | 5284346025.3881 | Wh/yr
32 | NA15 | Output | Indoor | Humidification | 55982535.4694 | 69978169.3368 |  | Wh/yr | Matlab Output | 69978169.3368 | Wh/yr
33 | output1 | Input | Indoor | Electric Load from Lights | 1846328201.4797 | 2307910251.8496 |  | Wh/yr | Matlab Output | 2307910251.8496 | Wh/yr
34 | output5 | Output | Indoor | Water Heating Energy | 4448257.8268 | 5560322.2835 |  | Wh/yr | Matlab Output | 5560322.2835 | Wh/yr
35 | output6 | Output | Indoor | Auxilary Air Conditioning | 103086622.5603 | 128858278.2004 |  | Wh/yr | Matlab Output | 128858278.2004 | Wh/yr
36 | NA10 | Output | Indoor | Auxilary Dehumidification Load | 0 | 0 |  | Wh/yr | Matlab Output | 0 | Wh/yr
37 | NA30 |  |  | Auxilary Heating Load | 29162946.6119 | 36453683.2649 |  | Wh/yr | Matlab Output | 36453683.2649 | Wh/yr
38 | water_pump_energy | Output | All | Water Pump Energy | 3357393.5759 | 4196741.9699 |  | kWh/yr | Matlab Output | 4196741.9699 | Wh/yr
39 | output4 | Input | Indoor | Annual Watering | 895566.7283 | 1119458.4104 |  | gal/year | Matlab Output | 1119458.4104 | gal/year
40 | output3 | Output | Indoor | Evapotranspiration Rate | 4391.2759 | 5489.0949 |  | kg H2O/m^2 grow area-yr | Matlab Output | 5489.0949 | kg H2O/m^2 grow area-yr
41 | output2 | Input | Indoor | Carbon Dioxide | 879966.503 | 1099958.1287 |  | kg CO2/yr | Matlab Output | 2424989.6898 | lbs CO2/yr
42 | COP_chiller | Input | Indoor/Greenhouse | COP Chiller | 4.0151 | 3.25 | 2.05 | COP Chiller | [27], Backup Calcs | 3.25 | Chiller COP |  |  | 62.5 | 672.7437
43 | Nth_heat | Input | Heating | Heating Efficiency | 0.9 | 0.8 | 0.7 | % of energy delivered | Thermo text, [45] | 0.8 | % of energy delivered |  |  | 10.7639
44 | L_clone | Input | Indoor | Clone Room Duration | 4 | 3.1429 | 1 | weeks/harvest | [29] | 3.1429 | weeks/harvest | MED 2017 Report (Average Colorado Length) 22 days
45 | L_veg | Input | Indoor | Vegetative Growth Duration | 8 | 7.1429 | 2 | weeks/harvest | [8] | 7.1429 | weeks/harvest | MED 2017 Report (Average Colorado Length) 50 days
46 | L_flower | Input | Indoor | Flowering Duration | 12 | 8.1429 | 8 | weeks/harvest | [8] | 8.1429 | weeks/harvest | MED 2017 Report (Average Colorado Length) 57 days
47 | L_cure | Input | All | Curing Duration | 8 | 2 | 4 | weeks/harvest | [13] | 2 | weeks/harvest
48 | transition_days | Input | Indoor | Days between plant stages |  | 2 |  | days/stage | assumed | 2 | days/stage
49 | L_clone_hours | Input | Indoor | Clone Room Exposure | 24 | 24 | 16 | hrs/day |  | 24 | hrs/day
50 | L_veg_hours | Input | Indoor | Vegetative Growth Exposure | 20 | 18 | 16 | hrs/day | [8],[9] | 18 | hrs/day
51 | L_flower_hours | Input | Indoor | Flowering Light Exposure |  | 12 |  | hrs/day | [8],[9] | 12 | hrs/day
52 | L_cure_hours | Input | Indoor | Curing Light Exposure | 0 | 18 | 0 | hrs/day |  | 18 | hrs/day | Placeholder for current code, phase out eventually
53 | L_break_hours | Input | Indoor | Break Light Exposure |  | 18 |  | hrs/day | assumed | 18 | hrs/day
54 | L_clone_W | Input | Indoor | Clone Room Lighting Intensity | 600 | 403.6463 | 200 | W/m^2 | [13],Mills, [58] | 403.6463 | W/m^2
55 | L_veg_W | Input | Indoor | Vegetative Growth Lighting Intensity | 600 | 403.6463 | 200 | W/m^2 | Mills, [58] | 403.6463 | W/m^2
56 | L_flower_W | Input | Indoor | Flowering Lighting Intensity | 800 | 672.7437 | 400 | W/m^2 | Mills, [58] | 672.7437 | W/m^2
57 | L_cure_W | Input | Indoor | Curing Lighting Intensity |  | 30 |  | W/m^2 |  | 30 | W/m^2 | Placeholder for current code, phase out eventually | 0.7 | 0.675 | 0.65
58 | L_break_W | Input | Indoor | Break Lighting Intensity |  | 30 |  | W/m^2 | assumed | 30 | W/m^2 |  | 0.575 | 0.55 | 0.525
59 | RH_clone_max | Input | Indoor | Clone Room Relative Humidity Max | 0.7 | 0.675 | 0.65 | % Relative Humidity | [30] | 0.675 | % Relative Humidity |  | 0.45 | 0.425 | 0.4
60 | RH_clone_mean | Input | Indoor | Clone Room Relative Humidity Mean | 0.575 | 0.55 | 0.525 | % Relative Humidity | [30] | 0.55 | % Relative Humidity |  | 0.5 | 0.475 | 0.45
61 | RH_clone_min | Input | Indoor | Clone Room Relative Humidity Min | 0.45 | 0.425 | 0.4 | % Relative Humidity | [30] | 0.425 | % Relative Humidity |  | 0.475 | 0.45 | 0.425
62 | RH_veg_max | Input | Indoor | Vegetative Relative Humidity Max | 0.5 | 0.475 | 0.45 | % Relative Humidity | [30] | 0.475 | % Relative Humidity |  | 0.45 | 0.425 | 0.4 |  | 0.27778
63 | RH_veg_mean | Input | Indoor | Vegetative Relative Humidity Mean | 0.475 | 0.45 | 0.425 | % Relative Humidity | [30] | 0.45 | % Relative Humidity |  | 0.5 | 0.475 | 0.45 |  | 0.27778
64 | RH_veg_min | Input | Indoor | Vegetative Relative Humidity Min | 0.45 | 0.425 | 0.4 | % Relative Humidity | [30] | 0.425 | % Relative Humidity |  | 0.475 | 0.45 | 0.425 |  | 0.27778
65 | RH_flower_max | Input | Indoor | Flowering Relative Humidity Max | 0.5 | 0.475 | 0.45 | % Relative Humidity | [30] | 0.475 | % Relative Humidity |  | 0.45 | 0.425 | 0.4 |  | 0.27778
66 | RH_flower_mean | Input | Indoor | Flowering Relative Humidity Mean | 0.475 | 0.45 | 0.425 | % Relative Humidity | [30] | 0.45 | % Relative Humidity |  | 0.5 | 0.475 | 0.45 |  | 0.22222
67 | RH_flower_min | Input | Indoor | Flowering Relative Humidity Min | 0.45 | 0.425 | 0.4 | % Relative Humidity | [30] | 0.425 | % Relative Humidity |  | 0.425 | 0.4 | 0.375 |  | 0.27778
68 | RH_cure_max | Input | Indoor | Curing Relative Humidity Max | 0.5 | 0.475 | 0.45 | % Relative Humidity | [30] | 0.475 | % Relative Humidity |  | 0.35 | 0.325 | 0.3 |  | 0.27778
69 | RH_cure_mean | Input | Indoor | Curing Relative Humidity Mean | 0.425 | 0.4 | 0.375 | % Relative Humidity | [30] | 0.4 | % Relative Humidity |  | 0.9 | 0.8 | 0.7 |  | 0.27778
70 | RH_cure_min | Input | Indoor | Curing Relative Humidity Min | 0.35 | 0.325 | 0.3 | % Relative Humidity | [30] | 0.325 | % Relative Humidity |  | 0.6 | 0.5 | 0.4 |  | 0.27778
71 | RH_break_max | Input | Indoor | Break Relative Humidity Max | 0.9 | 0.8 | 0.7 | % Relative Humidity | assumed | 0.8 | % Relative Humidity |  | 0.3 | 0.2 | 0.1 |  | 0.22222
72 | RH_break_mean | Input | Indoor | Break Relative Humidity Mean | 0.6 | 0.5 | 0.4 | % Relative Humidity | assumed | 0.5 | % Relative Humidity
73 | RH_break_min | Input | Indoor | Break Relative Humidity Min | 0.3 | 0.2 | 0.1 | % Relative Humidity | assumed | 0.2 | % Relative Humidity |  | 1.2 | [6 empty] | Shrinking Temp Box 80%
74 | T_clone_day | Input | Indoor | Clone Room Temperature Day (High) | 26.6667 | 25.2778 | 23.8889 | deg C | [30] | 25.2778 | deg C |  | 26.6667 | 25.2778 | 23.8889 | 2.7778 | 3.3333 | 0.55556 | 0.27778 | 26.3889 | 25.2778 | 24.1667
75 | T_veg_day | Input | Indoor | Vegetative Day Temperature | 23.8889 | 22.5 | 21.1111 | deg C | [30] | 22.5 | deg C |  | 23.8889 | 22.5 | 21.1111 | 2.7778 | 3.3333 | 0.55556 | 0.27778 | 23.6111 | 22.5 | 21.3889
76 | T_flower_day | Input | Indoor | Flowering Day Temperature | 29.4444 | 28.0556 | 26.6667 | deg C | [30] | 28.0556 | deg C |  | 29.4444 | 28.0556 | 26.6667 | 2.7778 | 3.3333 | 0.55556 | 0.27778 | 29.1667 | 28.0556 | 26.9444
77 | T_cure_day | Input | Indoor | Curing Day Temperature | 23.8889 | 22.5 | 21.1111 | deg C | [30] | 22.5 | deg C |  | 23.8889 | 22.5 | 21.1111 | 2.7778 | 3.3333 | 0.55556 | 0.27778 | 23.6111 | 22.5 | 21.3889
78 | T_break_day | Input | Indoor | Break Day Temperature | 21.1111 | 20 | 18.8889 | deg C | assumed | 20 | deg C |  | 21.1111 | 20 | 18.8889 | 2.2222 | 2.6667 | 0.44444 | 0.22222 | 20.8889 | 20 | 19.1111
79 | T_clone_night | Input | Indoor | Clone Room Temperature Night (low) | 23.8889 | 22.5 | 21.1111 | deg C | [30] | 22.5 | deg C |  | 23.8889 | 22.5 | 21.1111 | 2.7778 | 3.3333 | 0.55556 | 0.27778 | 23.6111 | 22.5 | 21.3889
80 | T_veg_night | Input | Indoor | Vegetative Night Temperature | 18.3333 | 16.9444 | 15.5556 | deg C | [30] | 16.9444 | deg C |  | 18.3333 | 16.9444 | 15.5556 | 2.7778 | 3.3333 | 0.55556 | 0.27778 | 18.0556 | 16.9444 | 15.8333
81 | T_flower_night | Input | Indoor | Flowering Night Temperature | 23.8889 | 22.5 | 21.1111 | deg C | [30] | 22.5 | deg C |  | 23.8889 | 22.5 | 21.1111 | 2.7778 | 3.3333 | 0.55556 | 0.27778 | 23.6111 | 22.5 | 21.3889
82 | T_cure_night | Input | Indoor | Curing Night Temperature | 18.3333 | 16.9444 | 15.5556 | deg C | [30] | 16.9444 | deg C |  | 18.3333 | 16.9444 | 15.5556 | 2.7778 | 3.3333 | 0.55556 | 0.27778 | 18.0556 | 16.9444 | 15.8333
83 | T_break_night | Input | Indoor | Break Night Temperature | 21.1111 | 20 | 18.8889 | deg C | assumed | 20 | deg C |  | 21.1111 | 20 | 18.8889 | 2.2222 | 2.6667 | 0.44444 | 0.22222 | 20.8889 | 20 | 19.1111
84 | W_BTU | Input | Indoor | Heat from Lighting |  |  |  | BTUs/W-hr |  | 0 | BTUs/W-hr
85 | soil_coco | Input | Indoor/Greenhouse | Coco Coir as Soil |  | 0.032129 |  | m^3/plant | [13] | 17910.2062 | kg/harvest | 70% coco and 30% perlite [56]
86 | number_clip_fans |  |  | Number of clip fans needed |  | 108.2517 |  | fans/m^2-facility |  | 108.2517 | fans | Counted # of fans in Los Suenos pictures and took square footage from Google Earth
87 | fan_power | Input | Indoor/Greenhouse | Circulating Fan Power |  | 36.0839 |  | HP/hr |  | 235712119.7203 | Wh/yr | Assumed running 100% of the time
88 | pumping_power | Input | All | Pump Power | 0.0047945 | 0.0037489 | 0.0021626 | kWh/gallon | [20] | 0.0037489 | kWh/gallon | Based on outdoor drip irrigation numbers as I think the systems are the same
89 | water_rate | Input | All | Water Amount |  | 1 |  | gal/plant/day | [13] | 1 | gal/plant/day | used to be 'Indoor Raw Data'!F163
90 | trans_distance | Input | Indoor | Transportation Distance |  | 83.6433 |  | miles/trip | Transportation Tab | 83.6433 | miles/trip | From Transport Tab
91 | A_g_1 | Input | Indoor | Clone Grow Area Fraction |  | 3.518% |  | of usable grow area | [35] | 3.518% | of usable grow area
92 | A_g_2 | Input | Indoor | Veg Grow Area Fraction |  | 22.54% |  | of usable grow area | [35] | 22.54% | of usable grow area
93 | A_g_3 | Input | Indoor | Flower Grow Area Fraction |  | 66.11% |  | of usable grow area | [35] | 66.11% | of usable grow area
94 | A_g_4 | Input | Indoor | Cure Grow Area Fraction |  | 7.833% |  | of usable grow area | [35] | 7.833% | of usable grow area
95 | water_weeks_year | Input | Indoor | Watering Weeks Per Year |  | 114.0073 |  | weeks/year | Calculated | 114.0073 | weeks/year
96 | CO2_veg_conc | Input | Indoor | Vegetative CO2 Concentration | 800 | 700 | 600 | ppm | [36] | 700 | ppm
97 | CO2_flower_conc | Input | Indoor | Flowering CO2 Concentration | 1600 | 1400 | 1200 | ppm | [36] | 1400 | ppm
98 | CO2_atmos | Input | Indoor | Atmospheric CO2 Concentration |  | 400 |  | ppm | [36] | 400 | ppm
99 | extractor_fan_HP | Input | Indoor | Extractor Fan Power |  | 28.9588 |  | HP/hr |  | 189168319.3469 | Wh/yr | Assumed running 100% of the time
100 | intake_fan_HP |  |  | Intake Fan Power |  | 28.9588 |  | HP/hr |  | 189168319.3469 | Wh/yr
101 | trans_fuel_econ | Input | Indoor | Transportation Fuel Economy |  | 23.9569 |  | mpg | Fuel Economy Tab | 23.9569 | mpg
102 | bud_density | Input | Indoor | Density of Dried Bud |  | 0.033333 |  | oz/in^3 |  | 57.6666 | kg/m^3 | based on 1 oz per 3.625 inch diaemter/4 inch tall container at LivWell
103 | trans_trips_year | Input | Indoor | Annual Transportation Trips |  | 97.8275 |  | trips/yr | Transportation Tab | 97.8275 | trips/yr
104 | T_water | Input | Indoor | Delivered Water Temp | 23.8889 | 19.7222 | 15.5556 | C | [40] | 19.7222 | C
105 | T_well | Input | Indoor | Well Water Temp | 17.3 | 16.3 | 15.3 | C | [46] | 16.3 | C
106 | plant_waste | Input | Indoor | Waste from Plants |  | 7.7308 |  | lb waste /lb product | [39] | 13022.5488 | kg waste/yr | Biological waste from plant
107 | soil_waste_clone | Input | Indoor | Clone Soil Waste |  | 0.00047318 |  | m3/plant | [51] | 3908.7739 | kg/yr | soil waste diluted 50% (X2)
108 | soil_waste_veg | Input | Indoor | Veg Soil Waste |  | 0.018927 |  | m3/plant | [51] | 156348.3947 | kg/yr | soil waste diluted 50% (X2)
109 | soil_waste_flower | Input | Indoor | Flower Soil Waste |  | 0.026498 |  | m3/plant | [51] | 218887.7525 | kg/yr | soil waste diluted 50% (X2)
110 | percent_recirc | Input | Indoor | Dehumidification Percent Recirculation | 50% | 25% | 10% | % of grow volume | Assumed | 25% | % of grow volume
111 | annual_bud_year | Output | Indoor | Annual Bud Yield |  | 1684.5088 |  | kg-bud/year |  | 1684.5088 | kg-bud/year
112 | ET_night | Input | Indoor | Percent plants sweat at night (of day) |  | 0.3 |  | % of day sweat | [48] | 0.3 | % of day sweat
113 | Trans_dist_lorry |  |  | Transportation distance for materials via lorry |  | 500 |  | miles | assumed | 804.67 | km
114 | Trans_dist_truck |  |  | Transportation distance for materials via truck |  | 50 |  | miles | assumed | 80.467 | km
115 | Trans_dist_pass |  |  | Transportation distance for materials via passenger car |  | 10 |  | miles | assumed | 16.0934 | km
116 | biomass_carbon |  |  | Amount of biommas that is carbon |  | 50% |  | % of biomass that is carbon | Indoor Raw Data | 50% | % of biomass that is carbon
117 | Landfill_methane |  |  | Amount of methane released per input |  | 7.312% |  | mass CH4 out per mass in | Indoor Raw Data | 7.312% | mass CH4 out per mass in
118 | Landfill_carbon |  |  | Amount of carbon released per input |  | 6.906% |  | mass CO2 out per mass in | Indoor Raw Data | 6.906% | mass CO2 out per mass in
119 | Trans_landfill |  |  | Transportation distance to landfill |  | 25 |  | miles | assumed | 40.2335 | km
120 | Trans_mat_mass |  |  | Total mass needing transportation to facility |  | 1375.187 |  | tonnes/yr | Indoor Raw Data | 1375.187 | tonnes/yr
121 | Carbon_seq_product |  |  | Percent of product that is sequestered CO2e |  | 0.1088% |  | mass CO2-eq per mass product | Indoor Raw Data | 0.1088% | mass CO2-eq per mass product
122 | Carbon_seq_landfill |  |  | Percent of landfill mass that is sequestered CO2e |  | 51.83% |  | % sequestered CO2e | Indoor Raw Data | 51.83% | % sequestered CO2e
| veg_flower_pots |  |  | 5 gallons potters |  | 1 |  | 1 pot/plant-year | Los Suenos | 1669.0896 | potters/year | Assumed can be reused for the full # of cycles/year
| clone_cups |  |  | Red Solo Cups for Clones |  | 1 |  | cup/plant-harvest | Los Suenos | 10325.7239 | plastic cups/year
| plant_tape |  |  | Plant Tape |  | 0.11111 |  | feet tape/plant | Los Suenos | 349.6979 | meters tape/year |  | https://www.amazon.com/Zenport-ZL0014-Tapener-0-5-Inch-200-Feet/dp/B00G514B2Q/ref=pd_bxgy_86_img_2/140-9247318-6055757?_encoding=UTF8&pd_rd_i=B00G514B2Q&pd_rd_r=6902b928-b029-48b0-9beb-e89d2666e60f&pd_rd_w=6PL1Z&pd_rd_wg=738NV&pf_rd_p=09627863-9889-4290-b90a-5e9f86682449&pf_rd_r=V18ENE65K2K35AHRVM4R&psc=1&refRID=V18ENE65K2K35AHRVM4R
| netting |  |  | Trellis Netting |  | 126.0292 |  | lbs/harvest | Los Suenos | 353.6538 | kg/year | Nylon mesh | https://growgen.pro/grower-s-edge-soft-mesh-trellis-netting-bulk-roll-5-ft-x-750-ft-w-6-in-squares.html?fee=15&fep=17841&utm_source=google-feed&utm_medium=shopping%20feed&utm_campaign=SCFeed&utm_source=google&utm_medium=cpc&adpos=1o1&scid=scplp740127&sc_intid=740127&gclid=EAIaIQobChMIwc3Eks_v5gIVxp6zCh10UAdBEAkYASABEgKp7PD_BwE
| plant_tags |  |  | Plant Tags |  | 0.0012 |  | lbs plastic/plant-harvest | Los Suenos | 5.6204 | kg plastic/year | Plastic of some sort | https://www.amazon.com/Growers-Edge-Plant-Stake-Labels/dp/B007KIEL7S
| t_posts |  |  | T posts for staking |  | 4 |  | stakes/16ft^2 | Images from Organic Alternatives | 8070.5796 | kgs steel/year | assumed 4 stakes/16feet and 7.95 lbs per stake
Plant Ties
|  |  |  | Plant Stakes |  | 15870.8274
0.16314
[6 empty] | 0.35966 | kg-bud | harvest year | year
[6 empty] | 5.7545 | year | plants | harvest
[6 empty] | 163.1332 | grams/plant
[6 empty] | 438.9873 | grams/m2
[6 empty] | 40.7833 | grams/ft^2

## Greenhouse Inputs
Leave these as is
Values Hailey needs (if blank) or needs validated if a value is entered
Values Drayton Entered
Matlab Array # | Category | Sub-category | Variable | High | Baseline | Low | Units | Reference | Model Input | Units | Notes | Optimistic | Baseline | Conservative | Idealistic
1 | Input | All | Facility Size |  | 50000 |  | ft^2 | CO Growers Tab | 4645.1565 | m^2 | Assumed same as indoor
2 | Input | Indoor/Greenhouse | Usable Growing Area |  | 68.18% |  | m^2-grow/m^2-greenhouse | [11] | 0.68182 | m^2-grow/m^2-greenhouse | Assumed same as indoor
3 | Input | Indoor/Greenhouse | Useable Grow Area |  | 3167.1522 |  | m^2 grow area |  | 3167.1522 | m^2 grow area | Assumed same as indoor
4 | Input | Greenhouse | Number of Greenhouses |  | 10 |  | greenhouses |  | 10 | greenhouses | User Input
5 | Input | Greenhouse | Total Greenhouse Floor Area |  | 464.5156 |  | m^2/greenhouse |  | 464.5156 | m^2/greenhouse
6 | Input | Greenhouse | Plant Density |  | 3642.1764 |  | plants/acre | [4] | 3642.1764 | plants/acre
8 | Input | Greenhouse | Fertilizer |  |  |  | kg/plant, kg/acre, kg/day |  |  | kg/plant, kg/acre, kg/day | kg's of fertilizer will work as a unit if I know what type of fertilizer it is, meaning NPK 5:1:1 or something
9 | Input | Greenhouse | Fungicide |  |  |  | kg/plant, kg/acre, kg/day |  |  | kg/plant, kg/acre, kg/day | kg's of herbicde will work as a unit if I know what brand/type of herbicide it is, meaning chemical formula
10 | Input | Greenhouse | Pesticide |  |  |  | kg/plant, kg/acre, kg/day |  |  | kg/plant, kg/acre, kg/day | kg's of pesticide will work as a unit if I know what brand/type of herbicide it is, meaning chemical formula
11 | Input | Greenhouse | Harvest Quantity |  | 1 |  | harvest/year |  | 1 | harvest/year | Made up, put reference in once determined
12 | Input | Greenhouse | Heating Load |  | 1257988.2681 |  | W/m^2-year | Matlab | 1257988.2681 | W/m^2-year | Based on 82.4 F night and 68 F day (Matlab File) Fort Collins
13 | Input | Greenhouse | Cooling Load |  | 295756.7527 |  | W/m^2-year | Matlab | 295756.7527 | W/m^2-year | Based on 82.4 F night and 68 F day (Matlab File) Fort Collins
14 | Input | Greenhouse | Germination Duration |  | #REF! |  | weeks/year |  | #REF! | weeks/year | Assumed same as indoor
15 | Input | Greenhouse | Seedling Growth Duration |  | 3.1429 |  | weeks/year |  | 3.1429 | weeks/year | Assumed same as indoor
16 | Input | Greenhouse | Vegetative Growth Duration | 8 | 7.1429 | 2 | weeks/year |  | 7.1429 | weeks/year | Assumed same as indoor
17 | Input | Greenhouse | Flowering Duration | 12 | 8.1429 | 8 | weeks/year |  | 8.1429 | weeks/year | Assumed same as indoor
18 | Input | All | Curing Duration | 6 | 2 | 4 | weeks/year |  | 2 | weeks/year | Assumed same as indoor
19 | Input | All | Drying Duration | 3 | #REF! | 1 | weeks/year |  | #REF! | weeks/year | Assumed same as indoor
20 | Input | Indoor/Greenhouse | Swamp Cooler Efficiency | 90% | 85% | 80% | Direct Evap Cooling Efficiency | [17] | 85% | % efficiency
21 | Input | Indoor/Greenhouse | Soil Heating |  | 15 |  | W/m^2 | [7] | 15 | W/m^2
22 | Input | Greenhouse | Soil
23 | Input | Indoor/Greenhouse | Carbon Dioxide |  | I'm currently working on this Drayton
24 | Input | Greenhouse | Transportation Distance |  |  |  | miles | Drayton, copy your transportation tabs into this model for use here
25 | Input | All | Water Pump Energy | 0.0032439 | 0.0027033 | 0.0021626 | kWh/gallon | [20] | 0.0027033 | kWh/gallon | Based on outdoor drip irrigation numbers as I think the systems are the same
26 | Input | All | Water Amount |  | 22094.6667 |  | liters/m^2-year | [11] | 22094.6667 | liters/m^2-day | Based on outdoor drip irrigation numbers as I think the systems are the same
27 | Input | Indoor/Greenhouse | Electric Load from Fan |  | I'm currently working on this Drayton
TRUE
Run Matlab

## Outdoor Inputs
Outputs from Matlab
[5 empty] | Values that I think can be removed from model, obsolete |  |  |  | gal | plant | m2
[5 empty] | Values still needed |  |  |  | plant-day | m2 | year
Matlab Array # | Category | Sub-category | Variable | High | Baseline | Low | Units | Reference | Model Input | Units | Notes | Optimistic | Baseline | Conservative | Idealistic
1 | Input | All | Outdoor Acreage | 0 | 6 | 0 | acres | Los Suenos Video | 24281.16 | m^2 | Los Suenos e-mail from Ryan
2 | Input | All | Greenhouse Cloning Area | 0 | 14811.1264 | 0 | ft^2 |  | 1376 | m^2 | 10000
3 | Input | Greenhouse | Usable grow area | 0 | 68.18% | 0 | % of total greenhouse area | Assumed by inspection | 0.68182 | % of total greenhouse area | 0.9
4 | Input | Greenhouse | Greenhouse Height | 0 | 7 | 0 | meters | Assumed by inspection | 7 | meters
5 | Input | Greenhouse | Exterior Wall Thickness | 0.24384 | 0.33333 | 0 | feet | 0 | 0.1016 | meters
6 | Input | Greenhouse | Thermal Conductivity | 0.0464 | 0.067733 | 0 | W/m*K | Calculated based on 1.5 R value | 0.058 | W/m*K | k = t/R
7 | Input | Outdoor | Plant Density |  | 0.035583 |  | plants/ft2 | Los Suenos | 0.38301 | plants/m^2 | Los Suenos e-mail from Ryan
8 | Input | Outdoor | Plant Yield |  | 0.71931 |  | lbs/plant | Los Suenos Video | 0.32627 | kg/plant | Los Suenos e-mail from Ryan (40000/36000)
9 | Input | Outdoor | Clone Room Duration | 4 | 3.1429 | 1 | weeks/harvest | Indoor Inputs Tab | 3.1429 | weeks/harvest | Technically clone, germination and part of veg
10 | Input | Outdoor | Indoor Vegetative Growth Duration | 3 | 3 | 1 | weeks/harvest | [42] total is 4-6 weeks | 3 | weeks/harvest | Need to verify this
11 | Input | Outdoor | Outdoor Vegetative Growth Duration | 4 | 3 | 2 | weeks/harvest | [42] total is 4-6 weeks | 3 | weeks/harvest
12 | Input | Outdoor | Flowering Duration | 10 | 8 | 6 | weeks/harvest | [42] | 8 | weeks/harvest | 2-8 weeks
13 | Input | All | Curing Duration | 6 | 5 | 4 | weeks/harvest | Indoor Inputs Tab | 5 | weeks/harvest
14 | Input | All | Drying Duration | 3 | 2 | 1 | weeks/harvest | Indoor Inputs Tab | 2 | weeks/harvest
15 | Input | Outdoor | Biofungicide (Folpet) |  | 488.2431 |  | kg/harvest |  | 488.2431 | kg/harvest
16 | Input | Outdoor | Soil Amendments (Perlite) |  | 0.013769 |  | m3/plant |  | 0.013769 | m3/plant
17 | Input | Outdoor | Ammonium Nitrate (N) |  | 38.8736 |  | grams/plant |  | 38.8736 | grams/plant
18 | Input | Outdoor | Indoor Clone Water Amount |  | 0.25 |  | gallon/plant-day |  | 0.25 | gallon/plant-day
19 | Input | Outdoor | Indoor Vegetative Water Amount |  | 1 |  | gallon/plant-day |  | 1 | gallon/plant-day
20 | Input | All | Outdoor Watering Amount | 10 | 5 | 3 | gallons/plant-day | Outdoor Backup Calcs | 5 | gal/plant*day
21 | Input | Outdoor | Clone Room Lighting Intensity | 600 | 403.6463 | 200 | W/m^2 | Indoor Inputs Tab | 403.6463 | W/m^2
22 | Input | Outdoor | Vegetative Growth Lighting Intensity | 600 | 403.6463 | 200 | W/m^2 | Indoor Inputs Tab | 403.6463 | W/m^2
23 | Input | Outdoor | Flowering Lighting Intensity | 800 | 672.7437 | 400 | W/m^2 | Indoor Inputs Tab | 672.7437 | W/m^2
24 | Input | Outdoor | Curing Lighting Intensity | 0 | 10 | 0 | W/m^2 | Indoor Inputs Tab | 10 | W/m^2
25 | Input | Outdoor | Clone Room Temperature Day (High) | 26.6667 | 25.2778 | 23.8889 | deg C | Indoor Inputs Tab | 25.2778 | deg C
26 | Input | Outdoor | Vegetative Day Temperature | 23.8889 | 22.5 | 21.1111 | deg C | Indoor Inputs Tab | 22.5 | deg C
27 | Input | Outdoor | Flowering Day Temperature | 29.4444 | 28.0556 | 26.6667 | deg C | Indoor Inputs Tab | 28.0556 | deg C
28 | Input | Outdoor | Curing Day Temperature | 23.8889 | 22.5 | 21.1111 | deg C | Indoor Inputs Tab | 22.5 | deg C
29 | Input | Outdoor | Vegetative Night Temperature | 18.3333 | 16.9444 | 15.5556 | deg C | Indoor Inputs Tab | 16.9444 | deg C
30 | Input | Outdoor | Flowering Night Temperature | 23.8889 | 22.5 | 21.1111 | deg C | Indoor Inputs Tab | 22.5 | deg C
31 | Input | Outdoor | Curing Night Temperature | 18.3333 | 16.9444 | 15.5556 | deg C | Indoor Inputs Tab | 16.9444 | deg C
32 | Input | Outdoor | Clone Room Exposure | 24 | 24 | 16 | hrs/day | Indoor Inputs Tab | 24 | hrs/day
33 | Input | Outdoor | Vegetative Growth Exposure | 20 | 18 | 16 | hrs/day | Indoor Inputs Tab | 18 | hrs/day
34 | Input | Outdoor | Flowering Light Exposure | 0 | 12 | 0 | hrs/day | Indoor Inputs Tab | 12 | hrs/day
35 | Input | Outdoor | Curing Light Exposure | 0 | 18 | 0 | hrs/day | Indoor Inputs Tab | 18 | hrs/day
36 | Input | Outdoor | Clone Room Relative Humidity Min | 0.45 | 0.425 | 0.4 | % Relative Humidity | Indoor Inputs Tab | 0.425 | % Relative Humidity
37 | Input | Outdoor | Vegetative Relative Humidity Min | 0.45 | 0.425 | 0.4 | % Relative Humidity | Indoor Inputs Tab | 0.425 | % Relative Humidity
38 | Input | Outdoor | Flowering Relative Humidity Min | 0.45 | 0.425 | 0.4 | % Relative Humidity | Indoor Inputs Tab | 0.425 | % Relative Humidity
39 | Input | Outdoor | Curing Relative Humidity Min | 0.35 | 0.325 | 0.3 | % Relative Humidity | Indoor Inputs Tab | 0.325 | % Relative Humidity
40 | Input | Outdoor | Delivered Water Temp | 23.8889 | 16.3 | 15.5556 | C | Indoor Inputs Tab | 16.3 | C | This is saying delta T is 0 currently, no pre-heat of water.
41 | Input | Outdoor | Well Water Temp | 17.3 | 16.3 | 15.3 | C | Indoor Inputs Tab | 16.3 | C
42 | Input | Outdoor | Dehumidificaiton Percent Recirc | 0.5 | 25% | 0.1 | % of grow volume | Assumed | 25% | % of grow volume
43 | Input | Outdoor | Clone Floor Area Percent |  | 3.518% |  | % of total greenhouse area | Assumed | 3.518% | % of total greenhouse area | 0.25
44 | Input | Outdoor | Veg Floor Area Percent |  | 22.54% |  | % of total greenhouse area | Assumed | 22.54% | % of total greenhouse area | 1
45 | Input | Outdoor | Flowering Floor Area Percent |  | 0 |  | % of total greenhouse area | Assumed | 0% | % of total greenhouse area | 0
46 | Input | Outdoor | Cure Floor Area Percent |  | 7.833% |  | % of total greenhouse area | Assumed | 0.078329 | % of total greenhouse area | 0.25
47 | Output | Outdoor | Auxilary Dehumidification Load |  | 13862435.0534 |  | Wh/year | Matlab Output | 13862435.0534 | Wh/year
48 | Output | Outdoor | Simple Heating Load |  | 19660916.3496 |  | Wh/year | Matlab Output | 19660916.3496 | Wh/year
49 | Output | Outdoor | Simple Cooling Load |  | 3929570.8842 |  | Wh/year | Matlab Output | 3929570.8842 | Wh/year
50 | Output | Outdoor | Heating and Humidification Load |  | 7386862.0165 |  | Wh/year | Matlab Output | 7386862.0165 | Wh/year
51 | Output | Outdoor | Cooling and Dehumidification Load |  | 1896776.1319 |  | Wh/year | Matlab Output | 1896776.1319 | Wh/year
52 | Output | Outdoor | Electric Load from Lights |  | 18725165.3653 |  | Wh/year | Matlab Output | 18725165.3653 | Wh/year
53 | Output | Outdoor | Carbon Dioxide |  | 3085.2766 |  | kg CO2/yr | Matlab Output | 3085.2766 | kg CO2/yr
54 | Output | Outdoor | Evapotranspiration Rate |  | 76.4368 |  | kg H2O/m^2 grow area-yr | Matlab Output | 76.4368 | kg H2O/m^2 grow area-yr
55 | Output | Outdoor | Annual Watering |  | 3726618.8534 |  | gal/year | Matlab Output | 3726618.8534 | gal/year
56 | Output | Outdoor | Water Heating Energy |  | 0 |  | Wh/year | Matlab Output | 0 | Wh/year
57 | Output | Outdoor | Auxilary Air Conditioning |  | 25987370.4512 |  | Wh/year | Matlab Output | 25987370.4512 | Wh/year
58 | Output | Outdoor | Annual Bud Yield |  | 3034.3503 |  | kg-bud/year | Calculated | 3034.3503 | kg-bud/year
59 | Input | Outdoor | Total number of plants |  | 9300 |  | plants/year | Los Suenos email from Ryan | 9300 | plants/year
60 | Input | Outdoor | Neem oil for insecticide |  | 0.275 |  | liters/plant-cycle |  | 0.275 | liters/plant-cycle
61 | Input | Outdoor | Coco Coir as Soil |  | 0.032129 |  | m^3/plant |  | 0.032129 | m^3/plant
|  |  | I step |  |  |  |  | Outdoor | Indoor | % Diff | Pasted Outdoor - Fort Collins | % Diff FoCo | Pasted - Pueblo
|  |  | start | 3648 |  |  | Auxilary Dehumidification Load | 13862435.0534 | 0 | #DIV/0! | 33560916.615 | 75.59% | 9453779.3282 | 71.83%
|  |  | end clone | 4176 |  |  | Simple Heating Load | 19660916.3496 | 1149596080.1667 | 98.29% | 34115148.8002 | 65.28% | 18506882.969 | 45.75%
|  |  | end veg in | 4680 |  |  | Simple Cooling Load | 3929570.8842 | 34124228.863 | 88.48% | 4514082.0563 | -51.09% | 8994576.8348 | -99.26%
|  |  | end veg out | 5184 |  |  | Heating and Humidification Load | 7386862.0165 | 9374187282.8094 | 99.92% | 10320865.4775 | 69.83% | 5758864.0629 | 44.2%
|  |  | end flower | 6528 |  |  | Cooling and Dehumidification Load | 1896776.1319 | 69978169.3368 | 97.29% | 5727.4067 | 99.93% | 17128.34 | -199.1%
|  |  | end cure | 7368 |  |  | Electric Load from Lights | 18725165.3653 | 2307910251.8496 | 99.19% | 27015923.345 | 96.31% | 27015923.345 | 0%
[7 empty] | Carbon Dioxide | 3085.2766 | 1099958.1287 | 99.72% | 2056.8511 | 97.48% | 2056.8511 | 0%
[7 empty] | Evapotranspiration Rate | 76.4368 | 5489.0949 | 98.61% | 65.6445 | 96.22% | 65.6445 | 0%
[7 empty] | Annual Watering | 3726618.8534 | 1119458.4104 | -232.9% | 4022787.5689 | -1489% | 4022787.5689 | 0%
[7 empty] | Water Heating Energy | 0 | 5560322.2835 | 100% | 0 | 100% | 0 | #DIV/0!
|  |  |  | 2325 | gallons/day | clone | Auxilary Air Conditioning | 25987370.4512 | 128858278.2004 | 79.83% | 74847967.4441 | 44.01% | 21083934.4913 | 71.83%
|  |  |  | 9300 |  | veg
|  |  |  | 46500 |  | outdoor veg + flower
Run Matlab

## Process Model (hidden)
Process Name | Process | I/O | Type | Description | Stream # | Value | Units | Comments
100 Germination | Indoor | Input | Energy | Electricity |  | 0 | MJ/kg-dry cannabis
200 Seedling Stage | Indoor | Input | Energy | Electricity |  | 1460.0772 | MJ/kg-dry cannabis
300 Vegetative Growth | Indoor | Input | Energy | Electricity |  | 2488.768 | MJ/kg-dry cannabis
400 Curing | Indoor | Input | Energy | Electricity |  | 3268.2886 | MJ/kg-dry cannabis
500 Drying | Indoor | Input | Energy | Electricity |  |  | MJ/kg-dry cannabis
ALL | Indoor | Input | Energy | Heat |  | 80413019.8957 | MJ/kg-dry cannabis
ALL | Greenhouse | Input | Energy | Heat |  | 12014579.1837 | MJ/kg-dry cannabis
ALL | Indoor | Input | Energy | Cooling |  | 48933.0248 | MJ/kg-dry cannabis
ALL | Greenhouse | Input | Energy | Cooling |  | 735281.2245 | MJ/kg-dry cannabis
INDOOR (WAREHOUSE) | [8 empty] | GREENHOUSE |  | OUTDOOR
System Inputs |  |  |  | 100:Germination |  |  |  |  | System Inputs | 100:Germination | System Inputs | 100:Germination
Input |  |  |  | Input | Process # | Value | Units | Source/Notes | Input | Input | Input | Input
Seeds
Water
Lighting
Process |  |  |  | Process |  |  |  |  | Process | Process | Process | Process
|  |  |  | Electricity |  | 0 | MJ/kg-dry cannabis
Heating
Output |  |  |  | Output |  |  |  |  | Output | Output | Output | Output
System Inputs |  |  |  | 200: Seedling Stage |  |  |  |  | System Inputs | 200: Seedling Stage | System Inputs | 200: Seedling Stage
Input |  |  |  | Input |  |  |  |  | Input | Input | Input | Input
Process |  |  |  | Process |  |  |  |  | Process | Process | Process | Process
|  |  |  | Electricity |  | 1460.0772 | MJ/kg-dry cannabis
Output |  |  |  | Output |  |  |  |  | Output | Output | Output | Output
System Inputs |  |  |  | 300: Vegetative Growth |  |  |  |  | System Inputs | 300: Vegetative Growth | System Inputs | 300: Vegetative Growth
Input |  |  |  | Input |  |  |  |  | Input | Input | Input | Input
Process |  |  |  | Process |  |  |  |  | Process | Process | Process | Process
|  |  |  | Electricity |  | 2488.768 | MJ/kg-dry cannabis
Output |  |  |  | Output |  |  |  |  | Output | Output | Output | Output
System Inputs |  |  |  | 400: Flowering |  |  |  |  | System Inputs | 400: Flowering | System Inputs | 400: Flowering
Input |  |  |  | Input |  |  |  |  | Input | Input | Input | Input
Process |  |  |  | Process |  |  |  |  | Process | Process | Process | Process
|  |  |  | Electricity |  | 3268.2886 | MJ/kg-dry cannabis
Output |  |  |  | Output |  |  |  |  | Output | Output | Output | Output
System Inputs |  |  |  | 500: Curing |  |  |  |  | System Inputs | 500: Curing | System Inputs | 500: Curing
Input |  |  |  | Input |  |  |  |  | Input | Input | Input | Input
Process |  |  |  | Process |  |  |  |  | Process | Process | Process | Process
Output |  |  |  | Output |  |  |  |  | Output | Output | Output | Output
System Inputs |  |  |  | 600: Drying |  |  |  |  | System Inputs | 600: Drying | System Inputs | 600: Drying
Input |  |  |  | Input |  |  |  |  | Input | Input | Input | Input
Process |  |  |  | Process |  |  |  |  | Process | Process | Process | Process
Output |  |  |  | Output |  |  |  |  | Output | Output | Output | Output
System Inputs |  |  |  | 700: Storage |  |  |  |  | System Inputs | 700: Storage | System Inputs | 700: Storage
Input |  |  |  | Input |  |  |  |  | Input | Input | Input | Input
Process |  |  |  | Process |  |  |  |  | Process | Process | Process | Process
Output |  |  |  | Output |  |  |  |  | Output | Output | Output | Output

## LCI Support
= Remember to Link to Clarks when we copy this tab to Integrated Model
Baseline Process | Ecoinvent Database v3.4 | 15_Agriculture: Table A-9 Ecoinvent Module Name, Description, Functional Unit & Operating Time |  |  | 15_Agriculture: Table A-10 Characteristics of the mployed agricultural machinery | [6 empty] | 15_Agriculture: Table A-11 Unit-process inventories |  |  | Total Acres by Field Operations Equipment per year | Equipment Lifetime from Clark's Model | Total Lifetime Acres of Equipment | Annual Acres via Equipment | Annual Guar Acres via Equipment | LCA Converted Value | Units | Notes
[5 empty] | Vehicles |  |  | Machines |  | Fuel Consumption
| EcoInvent Process Equivalent | Name | Functional Unit (FU) | Operation time [h/FU] | Module-Name | Class | Weight (kg) | Class | Weight (kg) | per hour (liters/hour) | per FU [kg/FU] | Unit Process Inventory | Unit | Value
Irrigation Water | Irrigation ¦ Cutoff, S - RoW | Irrigating | ha or m3 water use | 4 x 0.25 tractor 4 x 10 automation | irrigating (per ha) | tractor | 3300 | AM - general | 1300 | 4.5 | 3.78 | tractor, production | kg/ha | 0.458 | [7 empty] | No diesel use, so assumed the tractor burden to establish irrigation originally is all allocated to other crops (also, 100% of the tractor is accounted for via other processes)
[12 empty] | agricultural machinery, general, production | kg/ha | 21.7 | [5 empty] | 21.7 | kg/ha | Just used original numbers
[12 empty] | diesel, at regional storage | kg/ha | 3.78 | [5 empty] | 3.78 | kg/ha | Just used original numbers
[12 empty] | shed | m2/ha | 0.0589 | [5 empty] | 0.057683 | m2/ha | Just scaled shed for machinery because shed due to tractor is scaled elsewhere
[12 empty] | polyethylene, HDPE, granulate, at plant | kg/ha | 23.1 | [5 empty] | 23.1 | kg/ha | Just used original numbers
[12 empty] | extrusion, plastic film | kg/ha | 24.2 | [5 empty] | 24.2 | kg/ha | Just used original numbers
[12 empty] | water, river | m3/ha | 1200 | [5 empty] | 5809.7637 | m3/ha
[12 empty] | excavation, hydraulic digger | m3/ha | 4 | [5 empty] | 4 | m3/ha
[12 empty] | cast iron, at plant | kg/ha | 4.27 | [5 empty] | 4.27 | kg/ha
[12 empty] | electricity, low voltage, at grid | kWh/ha | 876 | [5 empty] | 4241.1275 | kWh/ha
[12 empty] | polyvinylchloride, builk polymerised, at plant | kg/ha | 1.13 | [5 empty] | 1.13 | kg/ha
[20 empty] | gal | X liters | m3 | year | acres
[20 empty] | year | gal | X liter | acres | X hectares

## LCI
|  | Matlab Names | Acidification | Ecotoxicity | Eutrophication | Global Warming | Human Health - carcinogenics | Human Health - non-carcinogenics | Ozone Depletion | Photochemical ozone formation | Resource depletion - fossil fuels | Respiratory effects | Source
Process | Units |  | kg SO2 eq | CTUe | kg N eq | kg CO2 eq | CTUh | CTUh | kg CFC-11 eq | kg O3 eq | MJ surplus | kg PM2.5 eq
Electricity | per kWh | Electricity_WECC | 0.0011428 | 2.8097 | 0.00374 | 0.61083 | 3.9163e-08 | 1.1134e-07 | 3.7329e-08 | 0.015997 | 0.40172 | 0.0013557 | Electricity, High Voltage, Production Mix ¦ Electricity, high voltage ¦ Cutoff, S - WECC, US only
Electricity | per kWh | Electricity_ASCC | 0.0013875 | 1.4268 | 0.0016452 | 0.63149 | 1.8423e-08 | 5.3038e-08 | 7.8137e-08 | 0.020348 | 1.102 | 0.00044254
Electricity | per kWh | Electricity_HICC | 0.0061391 | 1.6867 | 0.0024895 | 0.87851 | 2.4864e-08 | 6.6976e-08 | 1.656e-07 | 0.057632 | 1.3792 | 0.0011316
Electricity | per kWh | Electricity_FRCC | 0.0013292 | 2.3288 | 0.0029821 | 0.62895 | 3.1307e-08 | 9.192e-08 | 6.907e-08 | 0.013441 | 0.81075 | 0.0011243
Electricity | per kWh | Electricity_MRO | 0.0028366 | 5.8446 | 0.007935 | 0.77209 | 8.2844e-08 | 2.3435e-07 | 3.1708e-08 | 0.024864 | 0.16786 | 0.0028046
Electricity | per kWh | Electricity_NPCC | 0.00076329 | 0.63252 | 0.00063002 | 0.34245 | 7.8872e-09 | 2.8521e-08 | 7.7367e-08 | 0.0076037 | 0.58074 | 0.00023722
Electricity | per kWh | Electricity_RFC | 0.0026478 | 4.7439 | 0.0065134 | 0.71617 | 6.6673e-08 | 1.927e-07 | 5.3716e-08 | 0.018069 | 0.26257 | 0.0025083
Electricity | per kWh | Electricity_SERC | 0.0020078 | 4.3881 | 0.0059423 | 0.71302 | 6.1329e-08 | 1.7784e-07 | 6.1496e-08 | 0.016577 | 0.40504 | 0.0021034
Electricity | per kWh | Electricity_SPP | 0.0020899 | 4.8509 | 0.0065369 | 0.75839 | 6.8256e-08 | 1.9287e-07 | 3.8179e-08 | 0.02131 | 0.39816 | 0.002316
Electricity | per kWh | Electricity_TRE | 0.0019571 | 3.7938 | 0.0049998 | 0.68764 | 5.2685e-08 | 1.5042e-07 | 5.2127e-08 | 0.01467 | 0.59269 | 0.0017981
Natural Gas | per kg | Natural_Gas | 0.0043484 | 1.3957 | 0.0010219 | 3.0582 | 2.01e-08 | 4.6981e-08 | 3.6698e-07 | 0.079033 | 7.2561 | 0.00041811 | ecoinvent - natural gas processing plant production ¦ natural gas processing plant ¦ Cutoff, S USLCI - Natural gas, combusted in industrial equipment
Tap Water | per kg | Tap_Water | 3.3445e-06 | 0.0023532 | 2.6391e-06 | 0.0007451 | 4.0997e-11 | 1.1062e-10 | 4.3035e-11 | 3.7761e-05 | 0.00046363 | 1.09e-06 | EcoInvent - tap water production, underground water with chemical treatment ¦ tap water ¦ Cutoff, S
Carbon Dioxide | per kg | Carbon_Dioxide | 0.0027893 | 4.1546 | 0.0023811 | 0.87901 | 3.7999e-08 | 1.9569e-07 | 3.9325e-08 | 0.11696 | 0.62922 | 0.00068448 | carbon dioxide production, liquid ¦ carbon dioxide, liquid ¦ Cutoff, S
Peat Moss | per m^3 | Peat_Moss | 0.034951 | 22.4108 | 0.022992 | 132.0021 | 3.419e-07 | 1.0139e-06 | 6.521e-07 | 0.57077 | 6.23 | 0.0083511 | peat moss production, horticultural use ¦ peat moss ¦ Cutoff, S
Petroleum | per mile | Petroleum | 0.0015788 | 2.7387 | 0.0010453 | 0.56195 | 3.6345e-08 | 1.1603e-07 | 1.11e-07 | 0.016948 | 0.99042 | 0.00026976 | market for transport, passenger car, medium size, petrol, EURO 5 ¦ transport, passenger car, medium size, petrol, EURO 5 ¦ Cutoff, S
Biofungicide (Folpet) | per kg | Biofungicide | 0.019417 | 18.0987 | 0.011737 | 4.1224 | 1.9586e-07 | 8.4838e-07 | 7.2556e-07 | 0.21447 | 8.5835 | 0.0038255 | folpet production ¦ folpet ¦ Cutoff, S
Fertilizer (Urea) | per kg | N_Urea | 0.018086 | 12.0601 | 0.0058757 | 3.3446 | 9.2737e-08 | 5.6281e-07 | 5.8396e-07 | 0.10731 | 7.5251 | 0.0030326 | urea production, as N ¦ urea, as N ¦ Cutoff, S
Soil Amendments (Perlite) | per kg | Perlite | 0.0088372 | 3.0075 | 0.0030688 | 1.4361 | 5.0971e-08 | 1.3615e-07 | 1.3619e-07 | 0.078467 | 0.79344 | 0.0010161 | expanded perlite production ¦ expanded perlite ¦ Cutoff, S
Tractor, production | kg | Tractor | 0.043743 | 97.1152 | 0.040572 | 8.1857 | 1.0087e-06 | 4.591e-06 | 7.2818e-07 | 0.37469 | 8.5626 | 0.0088062 | ecoinvent - tractor production, 4-wheel, agricultural ¦ tractor, 4-wheel, agricultural ¦ Cutoff, S - RoW
Agricultural Machinery, unspecified, production | kg | Ag_Machinery | 0.026496 | 41.2573 | 0.022542 | 5.7823 | 9.4295e-07 | 1.4596e-06 | 3.3747e-07 | 0.26845 | 3.46 | 0.0067711 | ecoinvent - agricultural machinery production, unspecified ¦ agricultural machinery, unspecified ¦ Cutoff, S - RoW
Diesel | kg | Diesel | 0.048988 | 0.88257 | 0.0045264 | 3.7795 | 1.7029e-08 | 3.643e-08 | 9.1427e-07 | 1.5896 | 7.6195 | 0.0014314 | ecoinvent - diesel production, low-sulfer ¦ diesel, low-sulfer ¦ Cutoff, S - RoW USLCI - Diesel, combusted in industrial equipment
Shed, construction | m^2 | Shed_construction | 0.99791 | 2552.5938 | 0.79953 | 332.7524 | 3.5288e-05 | 0.00011337 | 1.7422e-05 | 15.0843 | 170.6198 | 0.17633 | ecoinvent - shed construction ¦ shed ¦ Cutoff, S - RoW
Polyethylene production, high density, granulate | kg | HDPE | 0.0064343 | 1.1623 | 0.00047577 | 1.9418 | 6.234e-08 | 2.4341e-08 | 1.2155e-09 | 0.08147 | 9.4523 | 0.00044321 | ecoinvent - polyethylene production, high density, granulate ¦ polyethylene, high density, granulate ¦ Cutoff, S - RoW
Extrusion plastic film production | kg | Plastic_Film | 0.0030293 | 2.2493 | 0.0023458 | 0.70358 | 3.4653e-08 | 9.94e-08 | 3.6749e-08 | 0.033589 | 0.51364 | 0.00091462 | ecoinvent - extrusion production, plastic film ¦ extrusion, plastic film ¦ Cutoff, S - RoW
Excavation hydraulic digger production | m^3 | Hydraulic_digger_production | 0.0050775 | 0.73152 | 0.00070589 | 0.5391 | 2.4484e-08 | 2.348e-08 | 1.2541e-07 | 0.15134 | 1.0577 | 0.00070565 | ecoinvent - excavation, hydraulic digger ¦ excavation, hydraulic digger ¦ Cutoff, S - RoW
Cast iron production | kg | Cast_iron_production | 0.0080197 | 33.7778 | 0.0056947 | 1.8455 | 2.7828e-06 | 3.669e-07 | 1.1614e-07 | 0.099922 | 1.0324 | 0.0024264 | cast iron production ¦ cast iron ¦ Cutoff, S
Polyvinylchloride production | kg | PVC_production | 0.0060995 | 2.9 | 0.0012074 | 2.0704 | 1.3019e-07 | 6.9314e-08 | 1.8917e-08 | 0.10913 | 6.0598 | 0.00039114 | ecoinvent - polyvinylchloride production, bulk polymerisation ¦ polyvinylchloride, bulk polymerised ¦ Cutoff, S - RoW
Pesticides (Pyrethroid-compound) | per kg | Pesticide | 0.078525 | 70.7643 | 0.050182 | 17.8177 | 7.8747e-07 | 3.0718e-06 | 2.3026e-06 | 0.812 | 26.5824 | 0.013881 | pyrethroid-compound production ¦ pyrethroid-compound ¦ Cutoff, S
Landfill Operations | per kg | Landfill_Operations | 4.7281e-05 | 0.0074697 | 9.6451e-06 | 0.0055984 | 1.7566e-10 | 2.9855e-10 | 1.096e-09 | 0.0013097 | 0.0093823 | 7.2428e-06 | process-specific burden, sanitary landfill ¦ process-specific burden, sanitary landfill ¦ Cutoff, S
Ammonium Nitrate | per kg | Ammonium_Nitrate | 0.036555 | 25.5585 | 0.016676 | 8.7989 | 1.4758e-07 | 1.2301e-06 | 5.794e-07 | 0.38977 | 7.0736 | 0.0033807 | Ammonium Nitrate Production, as N ¦ Cutoff, RoW
Triple Superphosphate | per kg | Triple_Superphosphate | 0.020938 | 22.1431 | 0.027476 | 1.9356 | 1.4084e-07 | 1.1829e-06 | 2.3031e-07 | 0.14609 | 3.1735 | 0.0035864 | Triple Superphosphate Production, as P ¦ Cutoff, RoW
Potassium Chloride | per kg | Potassium_Chloride | 0.0020308 | 5.2063 | 0.0017252 | 0.52171 | 3.6773e-08 | 2.477e-07 | 8.6923e-08 | 0.026777 | 0.9576 | 0.00033481 | Potassium Chloride Production, as K ¦ Cutoff, RoW
Nutrient Supply from Coconut Husk, as N | per kg | Coco_Husk | 0.00030187 | 0.15365 | 6.8327e-05 | 0.059265 | 1.7602e-09 | 5.8366e-09 | 1.4479e-08 | 0.0075405 | 0.12231 | 3.431e-05 | Nutrient Supply from Coconut Husk, as N ¦ Cutoff, RoW
Palm Oil, Refined, to Generic Market for Vegetable Oil | per kg | Neem_Oil | 0.0081098 | 5.515 | 0.01893 | 4.8961 | 5.6349e-08 | 1.1434e-07 | 6.6966e-08 | 0.085121 | 0.54526 | 0.0019855 | palm oil, refined, to generic market for vegetable oil ¦ vegetable oil, refined ¦ Cutoff, S
Surfactant Production | per kg | Surfactant_Production | 0.011056 | 12.651 | 0.01811 | 3.9204 | 7.991e-08 | 3.2485e-07 | 1.5848e-07 | 0.09917 | 0.99075 | 0.0021783 | soap production ¦ soap ¦ Cutoff, S
Transportation, lorry | per ton-km | Transportation_Lorry | 0.00061069 | 0.43888 | 0.00017719 | 0.16913 | 4.929e-09 | 1.6568e-08 | 4.0323e-08 | 0.012657 | 0.34168 | 8.3511e-05 | transport, freight, lorry 16-32 metric ton, EURO5 ¦ transport, freight, lorry 16-32 metric ton, EURO5 ¦ Cutoff, S
Transportation, light commercial vehicle | per ton-km | Transportation_Truck | 0.0094544 | 16.87 | 0.0038348 | 1.9411 | 1.1084e-07 | 6.5621e-07 | 4.1796e-07 | 0.20118 | 3.6028 | 0.0014341 | transport, freight, light commercial vehicle ¦ transport, freight, light commercial vehicle ¦ Cutoff, S
Transportation, medium-sized passengar car | per ton-km | Transportation_Passenger | 0.0015788 | 2.7387 | 0.0010453 | 0.56195 | 3.6345e-08 | 1.1603e-07 | 1.11e-07 | 0.016948 | 0.99042 | 0.00026976 | market for transport, passenger car, medium size, petrol, EURO 5 ¦ transport, passenger car, medium size, petrol, EURO 5 ¦ Cutoff, S
2.6781e-05
0.035943

## LCA
|  | LCA FOR INDOOR GROWING | [12 empty] | LCA FOR OUTDOOR GROWING
|  | Acidification | Ecotoxicity | Eutrophication | Global Warming | Human Health - carcinogenics | Human Health - non-carcinogenics | Ozone Depletion | Photochemical ozone formation | Resource depletion - fossil fuels | Respiratory effects | ** All values calculated by dividing yield/grow area and cycles/year, therefore getting Emissions/kg-wiid |  |  | Acidification | Ecotoxicity | Eutrophication | Global Warming | Human Health - carcinogenics | Human Health - non-carcinogenics | Ozone Depletion | Photochemical ozone formation | Resource depletion - fossil fuels | Respiratory effects
Process | Units | kg SO2 eq | CTUe | kg N eq | kg CO2 eq | CTUh | CTUh | kg CFC-11 eq | kg O3 eq | MJ surplus | kg PM2.5 eq |  | Process | Units | kg SO2 eq | CTUe | kg N eq | kg CO2 eq | CTUh | CTUh | kg CFC-11 eq | kg O3 eq | MJ surplus | kg PM2.5 eq
Simple Heating Load | per kg-dry weed | 0.19354 | 62.1207 | 0.045483 | 136.1148 | 8.9461e-07 | 2.091e-06 | 1.6334e-05 | 3.5176 | 322.9536 | 0.018609 | 2.964% | Simple Heating Load | per kg-dry weed | 0.00014178 | 0.045509 | 3.332e-05 | 0.099716 | 6.5538e-10 | 1.5318e-09 | 1.1966e-08 | 0.0025769 | 0.23659 | 1.3633e-05
Simple Cooling Load | per kg-dry weed | 0.023151 | 56.9174 | 0.075763 | 12.3739 | 7.9334e-07 | 2.2556e-06 | 7.562e-07 | 0.32407 | 8.138 | 0.027463 | 0.2694% | Simple Cooling | per kg-dry weed | 0.00148 | 0 | 0 | 0 | 0 | 0 | 0 | 0 | 0 | 0
Heating (Heat+Hum) | per kg-dry weed | 1.5782 | 506.5532 | 0.37088 | 1109.9256 | 7.2949e-06 | 1.7051e-05 | 0.00013319 | 28.6834 | 2633.4708 | 0.15174 | 24.17% | Heating and Humidification Load | per kg-dry weed | 0.067601 | 21.6984 | 0.015887 | 47.5441 | 3.1248e-07 | 7.3038e-07 | 5.7052e-06 | 1.2287 | 112.8057 | 0.0065
Humidification (Heat+Hum) | per kg-dry weed | 0.88963 | 285.5503 | 0.20907 | 625.6789 | 4.1122e-06 | 9.6117e-06 | 7.5081e-05 | 16.1692 | 1484.5202 | 0.08554 | 13.62% | Cooling and Dehumidification Load | per kg-dry weed | 0.00071438 | 1.7563 | 0.0023379 | 0.38183 | 2.4481e-08 | 6.9602e-08 | 2.3335e-08 | 0.0099999 | 0.25112 | 0.00084745
Humidification | per kg-dry weed | 0.011781 | 3.7814 | 0.0027686 | 8.2856 | 5.4457e-08 | 1.2728e-07 | 9.9426e-07 | 0.21412 | 19.6588 | 0.0011328 | 0.1804% | Auxilary Dehumidification Load | per kg-dry weed | 0.0097875 | 24.0631 | 0.032031 | 5.2314 | 3.354e-07 | 9.536e-07 | 3.197e-07 | 0.13701 | 3.4405 | 0.011611
Humidification (Hum+Cool) | per kg-dry weed | 0.02216 | 7.1127 | 0.0052077 | 15.5848 | 1.0243e-07 | 2.3942e-07 | 1.8702e-06 | 0.40275 | 36.9775 | 0.0021307 | 0.3393% | Auxilary Air Conditioning Load | per kg-dry weed | 0.0097875 | 24.0631 | 0.032031 | 5.2314 | 3.354e-07 | 9.536e-07 | 3.197e-07 | 0.13701 | 3.4405 | 0.011611
Cooling (Hum+Cool) | per kg-dry weed | 0.11529 | 283.4413 | 0.37729 | 61.6205 | 3.9508e-06 | 1.1233e-05 | 3.7658e-06 | 1.6138 | 40.526 | 0.13676 | 1.342%
Dehumidification (Electric) | per kg-dry weed | 0.06786 | 166.8362 | 0.22208 | 36.2704 | 2.3255e-06 | 6.6116e-06 | 2.2166e-06 | 0.9499 | 23.854 | 0.080501 | 0.7897%
Dehumidification Reheat (NG) | per kg-dry weed | 0.034392 | 11.0391 | 0.0080824 | 24.1881 | 1.5897e-07 | 3.7158e-07 | 2.9025e-06 | 0.62508 | 57.3899 | 0.0033069 | 0.5267% | Electricity from Lights | per kg-dry weed | 0.0070524 | 17.3387 | 0.02308 | 3.7694 | 2.4168e-07 | 6.8711e-07 | 2.3036e-07 | 0.09872 | 2.4791 | 0.0083661
Electricity from Lights | per kg-dry weed | 1.5658 | 3849.4712 | 5.1241 | 836.8804 | 5.3656e-05 | 0.00015255 | 5.1144e-05 | 21.9174 | 550.3911 | 1.8574 | 18.22% | Water for Plants | per kg-dry weed | 0.015544 | 10.937 | 0.012266 | 3.463 | 1.9054e-07 | 5.1412e-07 | 2.0001e-07 | 0.1755 | 2.1548 | 0.0050659
Water for Plants | per kg-dry weed | 0.0084111 | 5.9181 | 0.006637 | 1.8738 | 1.031e-07 | 2.782e-07 | 1.0823e-07 | 0.094965 | 1.166 | 0.0027412 | 0.0408% | agricultural machinery, general, production | per kg-dry weed | 0.00046009 | 0.71641 | 0.00039144 | 0.10041 | 1.6374e-08 | 2.5346e-08 | 5.86e-09 | 0.0046615 | 0.060082 | 0.00011758
Irrigation Pumping Load | per kg-dry weed | 0.0028472 | 6.9999 | 0.0093177 | 1.5218 | 9.7569e-08 | 2.774e-07 | 9.3001e-08 | 0.039855 | 1.0008 | 0.0033776 | 0.03313% | diesel, at regional storage | per kg-dry weed | 0.00014818 | 0.0026696 | 1.3691e-05 | 0.011432 | 5.151e-11 | 1.1019e-10 | 2.7655e-09 | 0.0048081 | 0.023048 | 4.3298e-06
Water Heating Load | per kg-dry weed | 0.0037723 | 9.2743 | 0.012345 | 2.0163 | 1.2927e-07 | 3.6753e-07 | 1.2322e-07 | 0.052804 | 1.326 | 0.004475 | 0.0439% | shed | per kg-dry weed | 4.6061e-05 | 0.11782 | 3.6905e-05 | 0.015359 | 1.6288e-09 | 5.2329e-09 | 8.0415e-10 | 0.00069626 | 0.0078755 | 8.1389e-06
CO2 | per kg-dry weed | 1.8214 | 2712.9061 | 1.5548 | 573.978 | 2.4813e-05 | 0.00012778 | 2.5678e-05 | 76.3719 | 410.8727 | 0.44696 | 12.5%
Ammonium Nitrate (N) | per kg-dry weed | 0.0087106 | 6.0903 | 0.0039738 | 2.0967 | 3.5168e-08 | 2.9312e-07 | 1.3806e-07 | 0.092877 | 1.6855 | 0.00080559 | 0.04565%
Triple Superphosphate (P) | per kg-dry weed | 0.011105 | 11.7441 | 0.014573 | 1.0266 | 7.4699e-08 | 6.2736e-07 | 1.2215e-07 | 0.077482 | 1.6832 | 0.0019021 | 0.02235% | polyethylene, HDPE, granulate, at plant | per kg-dry weed | 0.00011894 | 0.021486 | 8.7946e-06 | 0.035895 | 1.1523e-09 | 4.4994e-10 | 2.2469e-11 | 0.001506 | 0.17472 | 8.1927e-06
Potassium Chloride (K) | per kg-dry weed | 0.0007355 | 1.8856 | 0.00062483 | 0.18895 | 1.3319e-08 | 8.9714e-08 | 3.1482e-08 | 0.009698 | 0.34682 | 0.00012126 | 0.004114% | extrusion, plastic film | per kg-dry weed | 5.8664e-05 | 0.043557 | 4.5427e-05 | 0.013625 | 6.7105e-10 | 1.9249e-09 | 7.1165e-10 | 0.00065046 | 0.0099467 | 1.7712e-05
Soil | per kg-dry weed | 0.019856 | 10.1066 | 0.0044943 | 3.8982 | 1.1578e-07 | 3.8391e-07 | 9.5239e-07 | 0.49599 | 8.0453 | 0.0022568 | 0.08488% | excavation, hydraulic digger | per kg-dry weed | 1.6252e-05 | 0.0023415 | 2.2594e-06 | 0.0017256 | 7.8368e-11 | 7.5154e-11 | 4.0141e-10 | 0.0004844 | 0.0033856 | 2.2587e-06
Soil Amendments | per kg-dry weed | 0.82048 | 279.2256 | 0.28492 | 133.3349 | 4.7324e-06 | 1.2641e-05 | 1.2644e-05 | 7.2852 | 73.6667 | 0.094339 | 2.903% | cast iron, at plant | per kg-dry weed | 2.7402e-05 | 0.11542 | 1.9458e-05 | 0.0063058 | 9.5087e-09 | 1.2537e-09 | 3.9684e-10 | 0.00034142 | 0.0035275 | 8.2907e-06
Neem Oil | per kg-dry weed | 0.01244 | 8.4599 | 0.029039 | 7.5106 | 8.6439e-08 | 1.754e-07 | 1.0272e-07 | 0.13057 | 0.83642 | 0.0030457 | 0.1635% | polyvinylchloride, builk polymerised, at plant | per kg-dry weed | 5.5154e-06 | 0.0026223 | 1.0918e-06 | 0.0018721 | 1.1772e-10 | 6.2676e-11 | 1.7105e-11 | 9.8678e-05 | 0.0054795 | 3.5368e-07
Neem Oil (water) | per kg-dry weed | 0.00022545 | 0.15863 | 0.0001779 | 0.050226 | 2.7635e-09 | 7.4567e-09 | 2.9009e-09 | 0.0025454 | 0.031252 | 7.3474e-05 | 0.001094% | Irrigation Pumping Load | per kg-dry weed | 0.0038785 | 9.5354 | 0.012693 | 2.073 | 1.3291e-07 | 3.7788e-07 | 1.2669e-07 | 0.054291 | 1.3634 | 0.004601
Neem Oil (Soap) | per kg-dry weed | 0.0034246 | 3.9186 | 0.0056094 | 1.2143 | 2.4752e-08 | 1.0062e-07 | 4.909e-08 | 0.030718 | 0.30688 | 0.00067471 | 0.02644% | Water Heating Load | per kg-dry weed | 0 | 0 | 0 | 0 | 0 | 0 | 0 | 0 | 0 | 0
Fungicides | per kg-dry weed | 0.034816 | 32.4527 | 0.021045 | 7.3918 | 3.512e-07 | 1.5212e-06 | 1.301e-06 | 0.38457 | 15.391 | 0.0068594 | 0.1609% | CO2 | per kg-dry weed | 0.0051088 | 7.6094 | 0.0043611 | 1.61 | 6.9597e-08 | 3.5841e-07 | 7.2025e-08 | 0.21422 | 1.1525 | 0.0012537
Extractor Fan Electricity | per kg-dry weed | 0.12834 | 315.5227 | 0.42 | 68.5951 | 4.3979e-06 | 1.2504e-05 | 4.192e-06 | 1.7965 | 45.1129 | 0.15224 | 1.494% | Fertilizer | per kg-dry weed | 0.00023171 | 0.1545 | 7.5275e-05 | 0.042849 | 1.1881e-09 | 7.2103e-09 | 7.4812e-09 | 0.0013747 | 0.096406 | 3.8851e-05
Intake Fan Electricity | per kg-dry weed | 0.12834 | 315.5227 | 0.42 | 68.5951 | 4.3979e-06 | 1.2504e-05 | 4.192e-06 | 1.7965 | 45.1129 | 0.15224 | 1.494% | Soil | per kg-dry weed | 3.7007e-07 | 0.00023729 | 2.4345e-07 | 0.0013977 | 3.6201e-12 | 1.0736e-11 | 6.9046e-12 | 6.0435e-06 | 6.5966e-05 | 8.8424e-08
Circulation Fan Electricity | per kg-dry weed | 0.15991 | 393.1552 | 0.52333 | 85.4725 | 5.48e-06 | 1.558e-05 | 5.2235e-06 | 2.2385 | 56.2127 | 0.1897 | 1.861% | Soil Amendments | per kg-dry weed | 4.0102e-08 | 1.3647e-05 | 1.3926e-08 | 6.5169e-06 | 2.313e-13 | 6.1782e-13 | 6.1799e-13 | 3.5607e-07 | 3.6005e-06 | 4.6109e-09
Landfill Operations | per kg-dry weed | 0.011007 | 1.739 | 0.0022455 | 1.3034 | 4.0894e-08 | 6.9504e-08 | 2.5517e-07 | 0.30492 | 2.1843 | 0.0016862 | 0.02838% | Fungicides | per kg-dry weed | 0.0031242 | 2.9122 | 0.0018885 | 0.66331 | 3.1515e-08 | 1.3651e-07 | 1.1675e-07 | 0.03451 | 1.3811 | 0.00061554
Landfill Emissions | per kg-dry weed |  |  |  | 441.6808
Transportation to Landfill | per kg-dry weed | 0.088556 | 158.016 | 0.035919 | 18.1813 | 1.0382e-06 | 6.1465e-06 | 3.9149e-06 | 1.8844 | 33.746 | 0.013433
Secondary Air Conditioning | per kg-dry weed | 0.087421 | 214.9287 | 0.28609 | 46.7258 | 2.9958e-06 | 8.5174e-06 | 2.8555e-06 | 1.2237 | 30.7302 | 0.10371 | 1.017% | Pesticides | per kg-dry weed | 7.1167e-06 | 0.0064133 | 4.548e-06 | 0.0016148 | 7.1367e-11 | 2.784e-10 | 2.0868e-10 | 7.3591e-05 | 0.0024091 | 1.258e-06
Secondary Dehumidification | per kg-dry weed | 0 | 0 | 0 | 0 | 0 | 0 | 0 | 0 | 0 | 0 | 0%
Secondary Heating | per kg-dry weed | 0.024731 | 60.8028 | 0.080935 | 13.2186 | 8.475e-07 | 2.4096e-06 | 8.0783e-07 | 0.34619 | 8.6935 | 0.029338 | 0.2878% |  | TOTAL PER KG DRY WEED | 0.12534 | 121.1427 | 0.13721 | 70.2995 | 1.7055e-06 | 4.8247e-06 | 7.1444e-06 | 2.1072 | 129.0922 | 0.050692
Transportation, Lorry, to facility | per kg-dry weed | 0.40117 | 288.3076 | 0.1164 | 111.1061 | 3.2379e-06 | 1.0884e-05 | 2.6489e-05 | 8.3147 | 224.45 | 0.054859 |  |  | %decrease from indoor | 98.41% | 98.76% | 98.65% | 98.47% | 98.61% | 98.81% | 97.96% | 98.75% | 97.82% | 98.58%
Transportation, Truck, to facility | per kg-dry weed | 0.62107 | 1108.2079 | 0.25191 | 127.5102 | 7.281e-06 | 4.3107e-05 | 2.7456e-05 | 13.2158 | 236.6694 | 0.094208
Tranportation, passenger vehicle, to facility | per kg-dry weed | 0.020743 | 35.9816 | 0.013733 | 7.383 | 4.7751e-07 | 1.5244e-06 | 1.4583e-06 | 0.22267 | 13.0123 | 0.0035442
Carbon Sequestered in product | per kg-dry weed |  |  |  | -1.8333
Carbon sequestered in landfill | per kg-dry weed |  |  |  | -203.2707
| TOTAL PER KG DRY WEED | 7.8782 | 9781.651 | 10.1568 | 4592.7971 | 0.00012312 | 0.00040442 | 0.00035104 | 169.0772 | 5916.0309 | 3.5746
[14 empty] | liters | plants | kg | m3 | kg
[5 empty] | NO |  | add landfill | 106.8708 | add |  |  |  |  | plant-harvest | harvest | m3 | liters | yr
[8 empty] | -205.104 | subtract
-98.2332
|  | LCA FOR INDOOR GROWING (GROUPING) | [12 empty] | LCA FOR OUTDOOR GROWING
|  | Acidification | Ecotoxicity | Eutrophication | Global Warming | Human Health - carcinogenics | Human Health - non-carcinogenics | Ozone Depletion | Photochemical ozone formation | Resource depletion - fossil fuels | Respiratory effects |  |  |  | Acidification | Ecotoxicity | Eutrophication | Global Warming | Human Health - carcinogenics | Human Health - non-carcinogenics | Ozone Depletion | Photochemical ozone formation | Resource depletion - fossil fuels | Respiratory effects
|  | kg SO2 eq | CTUe | kg N eq | kg CO2 eq | CTUh | CTUh | kg CFC-11 eq | kg O3 eq | MJ surplus | kg PM2.5 eq |  |  |  | kg SO2 eq | CTUe | kg N eq | kg CO2 eq | CTUh | CTUh | kg CFC-11 eq | kg O3 eq | MJ surplus | kg PM2.5 eq
Climate Control | per kg-dry weed | 3.4647 | 2683.2844 | 3.047 | 2312.6497 | 3.7806e-05 | 0.00010111 | 0.00025438 | 59.9012 | 4813.3509 | 1.1344 |  | Climate Control | per kg-dry weed | 0.089513 | 71.6265 | 0.082319 | 58.4883 | 1.0084e-06 | 2.7087e-06 | 6.3799e-06 | 1.5153 | 120.1744 | 0.030583
Electricity from Lights | per kg-dry weed | 1.5658 | 3849.4712 | 5.1241 | 836.8804 | 5.3656e-05 | 0.00015255 | 5.1144e-05 | 21.9174 | 550.3911 | 1.8574 |  | Electricity from Lights | per kg-dry weed | 0.0070524 | 17.3387 | 0.02308 | 3.7694 | 2.4168e-07 | 6.8711e-07 | 2.3036e-07 | 0.09872 | 2.4791 | 0.0083661
Irrigation | per kg-dry weed | 0.015031 | 22.1924 | 0.0283 | 5.4119 | 3.2994e-07 | 9.2313e-07 | 3.2445e-07 | 0.18762 | 3.4928 | 0.010594 |  | Irrigation | per kg-dry weed | 0.020304 | 21.4947 | 0.025477 | 5.7226 | 3.5303e-07 | 9.2646e-07 | 3.3768e-07 | 0.24304 | 3.8062 | 0.0098337
CO2 | per kg-dry weed | 1.8214 | 2712.9061 | 1.5548 | 573.978 | 2.4813e-05 | 0.00012778 | 2.5678e-05 | 76.3719 | 410.8727 | 0.44696 |  | CO2 | per kg-dry weed | 0.0051088 | 7.6094 | 0.0043611 | 1.61 | 6.9597e-08 | 3.5841e-07 | 7.2025e-08 | 0.21422 | 1.1525 | 0.0012537
Nutrients | per kg-dry weed | 0.84103 | 298.9456 | 0.30409 | 136.6471 | 4.8556e-06 | 1.3651e-05 | 1.2936e-05 | 7.4653 | 77.3822 | 0.097168 |  | Nutrients | per kg-dry weed | 0.00023175 | 0.15452 | 7.5289e-05 | 0.042855 | 1.1883e-09 | 7.2109e-09 | 7.4818e-09 | 0.0013751 | 0.09641 | 3.8856e-05
Soil | per kg-dry weed | 0.019856 | 10.1066 | 0.0044943 | 3.8982 | 1.1578e-07 | 3.8391e-07 | 9.5239e-07 | 0.49599 | 8.0453 | 0.0022568 |  | Soil | per kg-dry weed | 3.7007e-07 | 0.00023729 | 2.4345e-07 | 0.0013977 | 3.6201e-12 | 1.0736e-11 | 6.9046e-12 | 6.0435e-06 | 6.5966e-05 | 8.8424e-08
Plant Protection | per kg-dry weed | 0.050906 | 44.9898 | 0.055871 | 16.1669 | 4.6515e-07 | 1.8047e-06 | 1.4557e-06 | 0.54841 | 16.5655 | 0.010653 |  | Plant Protection | per kg-dry weed | 0.0031314 | 2.9186 | 0.0018931 | 0.66493 | 3.1586e-08 | 1.3679e-07 | 1.1696e-07 | 0.034583 | 1.3835 | 0.00061679
Waste | per kg-dry weed | 0.011007 | 1.739 | 0.0022455 | 1.3034 | 4.0894e-08 | 6.9504e-08 | 2.5517e-07 | 0.30492 | 2.1843 | 0.0016862
[14 empty] | TOTAL PER KG DRY | 0.12534 | 121.1427 | 0.13721 | 70.2995 | 1.7055e-06 | 4.8247e-06 | 7.1444e-06 | 2.1072 | 129.0922 | 0.050692
| TOTAL PER KG DRY | 7.7897 | 9623.635 | 10.1209 | 3886.9356 | 0.00012208 | 0.00039827 | 0.00034713 | 167.1928 | 5882.2849 | 3.5612 |  |  | % change from zbove | 0% | 1.173e-14% | 0% | 4.043e-14% | 1.242e-14% | 3.511e-14% | -1.186e-14% | 0% | -2.202e-14% | 2.738e-14%
| % change from above | -1.137% | -1.642% | -0.3549% | -18.16% | -0.8504% | -1.543% | -1.128% | -1.127% | -0.5737% | -0.3772%
|  | Normalization | [12 empty] | Normalization
|  | Acidification | Ecotoxicity | Eutrophication | Global Warming | Human Health - carcinogenics | Human Health - non-carcinogenics | Ozone Depletion | Photochemical ozone formation | Resource depletion - fossil fuels | Respiratory effects |  |  |  | Acidification | Ecotoxicity | Eutrophication | Global Warming | Human Health - carcinogenics | Human Health - non-carcinogenics | Ozone Depletion | Photochemical ozone formation | Resource depletion - fossil fuels | Respiratory effects
Simple Heating Load |  | 2.457% | 0.6351% | 0.4478% | 3.131% | 0.7266% | 0.517% | 4.653% | 2.08% | 5.459% | 0.5206% |  | Simple Heating Load |  | 0.1131% | 0.03757% | 0.02428% | 0.1418% | 0.03843% | 0.03175% | 0.1675% | 0.1223% | 0.1833% | 0.02689%
Simple Cooling Load |  | 0.2939% | 0.5819% | 0.7459% | 0.2847% | 0.6444% | 0.5577% | 0.2154% | 0.1917% | 0.1376% | 0.7683% |  | Simple Cooling |  | 1.181% | 0% | 0% | 0% | 0% | 0% | 0% | 0% | 0% | 0%
Heating (Heat+Hum) |  | 20.03% | 5.179% | 3.652% | 25.53% | 5.925% | 4.216% | 37.94% | 16.96% | 44.51% | 4.245% |  | Heating and Humidification Load |  | 53.93% | 17.91% | 11.58% | 67.63% | 18.32% | 15.14% | 79.86% | 58.31% | 87.38% | 12.82%
Humidification |  | 0.1495% | 0.03866% | 0.02726% | 0.1906% | 0.04423% | 0.03147% | 0.2832% | 0.1266% | 0.3323% | 0.03169% |  | Cooling and Dehumidification Load |  | 0.5699% | 1.45% | 1.704% | 0.5431% | 1.435% | 1.443% | 0.3266% | 0.4746% | 0.1945% | 1.672%
Humidification (Hum+Cool) |  | 0.2813% | 0.07271% | 0.05127% | 0.3585% | 0.0832% | 0.0592% | 0.5327% | 0.2382% | 0.625% | 0.05961% |  | Auxilary Dehumidification Load |  | 7.809% | 19.86% | 23.34% | 7.442% | 19.67% | 19.76% | 4.475% | 6.502% | 2.665% | 22.9%
Cooling (Hum+Cool) |  | 1.463% | 2.898% | 3.715% | 1.418% | 3.209% | 2.777% | 1.073% | 0.9545% | 0.685% | 3.826% |  | Auxilary Air Conditioning Load |  | 7.809% | 19.86% | 23.34% | 7.442% | 19.67% | 19.76% | 4.475% | 6.502% | 2.665% | 22.9%
Dehumidification (Electric) |  | 0.8614% | 1.706% | 2.186% | 0.8344% | 1.889% | 1.635% | 0.6314% | 0.5618% | 0.4032% | 2.252%
Dehumidification Reheat (NG) |  | 0.4365% | 0.1129% | 0.07958% | 0.5565% | 0.1291% | 0.09188% | 0.8268% | 0.3697% | 0.9701% | 0.09251%
Electricity from Lights |  | 19.87% | 39.35% | 50.45% | 19.25% | 43.58% | 37.72% | 14.57% | 12.96% | 9.303% | 51.96% |  | Electricity from Lights |  | 5.627% | 14.31% | 16.82% | 5.362% | 14.17% | 14.24% | 3.224% | 4.685% | 1.92% | 16.5%
Irrigation |  | 0.1908% | 0.2269% | 0.2786% | 0.1245% | 0.268% | 0.2283% | 0.09242% | 0.111% | 0.05904% | 0.2964% |  | Water For Plant |  | 16.2% | 17.74% | 18.57% | 8.14% | 20.7% | 19.2% | 4.726% | 11.53% | 2.948% | 19.4%
CO2 |  | 23.12% | 27.73% | 15.31% | 13.2% | 20.15% | 31.6% | 7.315% | 45.17% | 6.945% | 12.5% |  | CO2 |  | 4.076% | 6.281% | 3.179% | 2.29% | 4.081% | 7.429% | 1.008% | 10.17% | 0.8927% | 2.473%
Ammonium Nitrate (N) |  | 0.1106% | 0.06226% | 0.03912% | 0.04823% | 0.02856% | 0.07248% | 0.03933% | 0.05493% | 0.02849% | 0.02254% |  | Fertilizer |  | 0.1849% | 0.1275% | 0.05486% | 0.06095% | 0.06966% | 0.1494% | 0.1047% | 0.06524% | 0.07468% | 0.07664%
Triple Superphosphate (P) |  | 0.141% | 0.1201% | 0.1435% | 0.02362% | 0.06067% | 0.1551% | 0.0348% | 0.04583% | 0.02845% | 0.05321% |  | Soil |  | 0.0002953% | 0.0001959% | 0.0001774% | 0.001988% | 0.0002123% | 0.0002225% | 9.664e-05% | 0.0002868% | 5.11e-05% | 0.0001744%
Potassium Chloride (K) |  | 0.009336% | 0.01928% | 0.006152% | 0.004347% | 0.01082% | 0.02218% | 0.008968% | 0.005736% | 0.005862% | 0.003392% |  | Soil Amendments |  | 3.199e-05% | 1.127e-05% | 1.015e-05% | 9.27e-06% | 1.356e-05% | 1.281e-05% | 8.65e-06% | 1.69e-05% | 2.789e-06% | 9.096e-06%
Soil |  | 0.252% | 0.1033% | 0.04425% | 0.08968% | 0.09404% | 0.09493% | 0.2713% | 0.2933% | 0.136% | 0.06313% |  | Fungicides |  | 2.493% | 2.404% | 1.376% | 0.9436% | 1.848% | 2.829% | 1.634% | 1.638% | 1.07% | 1.214%
Soil Amendments |  | 10.41% | 2.855% | 2.805% | 3.067% | 3.844% | 3.126% | 3.602% | 4.309% | 1.245% | 2.639% |  | Pesticides |  | 0.005678% | 0.005294% | 0.003315% | 0.002297% | 0.004185% | 0.00577% | 0.002921% | 0.003492% | 0.001866% | 0.002482%
Pesticides |  | 0.2042% | 0.1282% | 0.3429% | 0.2019% | 0.09255% | 0.07009% | 0.04407% | 0.0969% | 0.01985% | 0.1061%
Fungicides |  | 0.4419% | 0.3318% | 0.2072% | 0.1701% | 0.2852% | 0.3762% | 0.3706% | 0.2275% | 0.2602% | 0.1919%
Extractor Fan Electricity |  | 1.629% | 3.226% | 4.135% | 1.578% | 3.572% | 3.092% | 1.194% | 1.063% | 0.7626% | 4.259%
Intake Fan Electricity |  | 1.629% | 3.226% | 4.135% | 1.578% | 3.572% | 3.092% | 1.194% | 1.063% | 0.7626% | 4.259% |  |  |  | 100% | 100% | 100% | 100% | 100% | 100% | 100% | 100% | 100% | 100%
Circulation Fan Electricity |  | 2.03% | 4.019% | 5.153% | 1.966% | 4.451% | 3.853% | 1.488% | 1.324% | 0.9502% | 5.307%
Landfill Operations |  | 0.1397% | 0.01778% | 0.02211% | 0.02998% | 0.03321% | 0.01719% | 0.07269% | 0.1803% | 0.03692% | 0.04717%
Secondary Air Conditioning |  | 1.11% | 2.197% | 2.817% | 1.075% | 2.433% | 2.106% | 0.8135% | 0.7238% | 0.5194% | 2.901%
Secondary Dehumidification |  | 0% | 0% | 0% | 0% | 0% | 0% | 0% | 0% | 0% | 0%
Secondary Heating |  | 0.3139% | 0.6216% | 0.7969% | 0.3041% | 0.6884% | 0.5958% | 0.2301% | 0.2048% | 0.1469% | 0.8207%
|  | 87.58% | 95.47% | 97.59% | 75.03% | 95.82% | 96.1% | 77.5% | 89.32% | 74.34% | 97.23%
Normalization
|  | Acidification | Ecotoxicity | Eutrophication | Global Warming | Human Health - carcinogenics | Human Health - non-carcinogenics | Ozone Depletion | Photochemical ozone formation | Resource depletion - fossil fuels | Respiratory effects |  | Acidification | Ecotoxicity | Eutrophication | Global Warming | Human Health | Human Health | Ozone Depletion | Ozone formation | Resource Depletion | Respiratory effects
HVAC Energy |  | 3.3526 | 2407.5528 | 2.6799 | 2252.7053 | 3.3963e-05 | 9.018e-05 | 0.00025072 | 58.3313 | 4773.9273 | 1.0014
Secondary Air Conditioning |  | 0.087421 | 214.9287 | 0.28609 | 46.7258 | 2.9958e-06 | 8.5174e-06 | 2.8555e-06 | 1.2237 | 30.7302 | 0.10371
Secondary Dehumidification |  | 0 | 0 | 0 | 0 | 0 | 0 | 0 | 0 | 0 | 0
Secondary Heating |  | 0.024731 | 60.8028 | 0.080935 | 13.2186 | 8.475e-07 | 2.4096e-06 | 8.0783e-07 | 0.34619 | 8.6935 | 0.029338
Electricity from Lights |  | 1.5658 | 3849.4712 | 5.1241 | 836.8804 | 5.3656e-05 | 0.00015255 | 5.1144e-05 | 21.9174 | 550.3911 | 1.8574
Irrigation |  | 0.015031 | 22.1924 | 0.0283 | 5.4119 | 3.2994e-07 | 9.2313e-07 | 3.2445e-07 | 0.18762 | 3.4928 | 0.010594
CO2 |  | 1.8214 | 2712.9061 | 1.5548 | 573.978 | 2.4813e-05 | 0.00012778 | 2.5678e-05 | 76.3719 | 410.8727 | 0.44696
Fertilizer |  | 0.020551 | 19.72 | 0.019171 | 3.3122 | 1.2318e-07 | 1.0102e-06 | 2.917e-07 | 0.18006 | 3.7155 | 0.002829
Soil |  | 0.84034 | 289.3322 | 0.28942 | 137.2331 | 4.8482e-06 | 1.3024e-05 | 1.3596e-05 | 7.7812 | 81.712 | 0.096595
Plant Protection |  | 0.050906 | 44.9898 | 0.055871 | 16.1669 | 4.6515e-07 | 1.8047e-06 | 1.4557e-06 | 0.54841 | 16.5655 | 0.010653
Waste |  | 0.011007 | 1.739 | 0.0022455 | 1.3034 | 4.0894e-08 | 6.9504e-08 | 2.5517e-07 | 0.30492 | 2.1843 | 0.0016862
3886.9356
UNITS
| electricity | Wh | kWh | Emissions | m^2-cycle | year | 1
|  | yr | 1000 Wh | kWh | kg-bud | cycles | m^2 grow area
| natural gas | Wh | kWh | Emissions | kg NG | MJ | m^2-cycle | year | 1
|  | yr | 1000 Wh | kg NG | MJ | kWh | kg-bud | cycles | m^2 grow area
| lights | kWh | Emissions | m^2-cycle | year | 1
|  | yr | kWh | kg-bud | cycles | m^2 grow area
| water | gal | liters | m3 | kg water | Emission | m^2-cycle | year | 1
|  | year | gal | liters | m3 | kg water | kg-bud | cycles | m^2 grow area
| water pumping | kWh | gal | Emissions | m^2-cycle | year | 1
|  | gal | year | kWh | kg-bud | cycles | m^2 grow area
| CO2 | lbs CO2 | kg | Emissions | m^2-cycle | year | 1
|  | yr | lbs | kg CO2 | kg-bud | cycles | m^2 grow area
| peat moss |  | m3 | Emission | m^2-cycle | year | 1
|  |  | yr | m3 | kg-bud | cycles | m^2 grow area
| Transportation | trips | miles | Emission | m^2-cycle | year | 1
|  | yr | trip | mi | kg-bud | cycles | m^2 grow area
| Biofungicide | kg | harvest | Emission | m^2-cycle | year | 1
|  | harvest | yr | kg | kg-bud | cycles | m^2 grow area
| Fertilizer | kg | harvest | Emissions | m^2-cycle | year | 1
|  | harvest | yr | kg | kg-bud | cycles | m^2 grow area
| Pesticides | kg | harvest | Emissions | m^2-cycle | year | 1
|  | harvest | yr | kg | kg-bud | cycles | m^2 grow area
| Landfill | tonnes | kg | Emissions | m^2-cycle | year | 1
|  | yr | tonnes | kg | kg-bud | cycles | m^2 grow area

## States (hidden)
STATE ABBREVIATION | REGION
AL | SERC
AK | WECC
AZ | WECC
AR | SERC
CA | WECC
CO | WECC
CT | NPCC
DE | RFC
FL | FRCC
GA | SERC
HI | WECC
ID | WECC
IL | SERC
IN | RFC
IA | MRO
KS | SPP
KY | SERC
LA | SERC
ME | NPCC
MD | RFC
MA | NPCC
MI | RFC
MN | MRO
MS | SERC
MO | SERC
MT | WECC
NE | MRO
NV | WECC
NH | NPCC
NJ | RFC
NM | WECC
NY | NPCC
NC | SERC
ND | MRO
OH | RFC
OK | SPP
OR | WECC
PA | RFC
RI | NPCC
SC | SERC
SD | MRO
TN | SERC
TX | TRE
UT | WECC
VT | NPCC
VA | SERC
WA | WECC
WV | RFC
WI | MRO
WY | WECC

## eGrid
3. State Output Emission Rates (eGRID2016)
State | Total output emission rates
| (lb/MWh) | [6 empty] | kg/kWh
| CO2 | CH4 | N2O | CO2e | Annual NOx | Ozone Season NOx | SO2 | CO2e
AK | 925.862 | 0.063 | 0.009 | 930.013 | 6.632 | 6.498 | 0.552 | 0.42185
AL | 912.917 | 0.069 | 0.01 | 917.468 | 0.418 | 0.389 | 0.404 | 0.41616
AR | 1115.65 | 0.105 | 0.015 | 1122.593 | 0.924 | 0.948 | 1.611 | 0.5092
AZ | 932.225 | 0.067 | 0.011 | 937.072 | 0.625 | 0.603 | 0.238 | 0.42505
CA | 452.541 | 0.026 | 0.003 | 454.059 | 0.475 | 0.446 | 0.037 | 0.20596
CO | 1468.373 | 0.146 | 0.021 | 1477.945 | 1.12 | 1.127 | 0.705 | 0.67039
CT | 498.467 | 0.061 | 0.008 | 502.135 | 0.321 | 0.346 | 0.035 | 0.22776
DE | 887.415 | 0.033 | 0.004 | 889.337 | 0.397 | 0.393 | 0.121 | 0.4034
FL | 1024.205 | 0.077 | 0.01 | 1028.967 | 0.546 | 0.56 | 0.374 | 0.46673
GA | 1001.754 | 0.086 | 0.013 | 1007.448 | 0.446 | 0.334 | 0.359 | 0.45697
HI | 1522.102 | 0.157 | 0.024 | 1532.882 | 4.492 | 4.229 | 7.505 | 0.6953
IA | 997.858 | 0.051 | 0.016 | 1003.87 | 0.772 | 0.903 | 1.048 | 0.45535
ID | 188.695 | 0.008 | 0.001 | 189.273 | 0.267 | 0.254 | 0.067 | 0.085853
IL | 811.318 | 0.048 | 0.012 | 816.041 | 0.357 | 0.395 | 0.954 | 0.37015
IN | 1812.703 | 0.185 | 0.027 | 1824.905 | 1.708 | 1.672 | 1.733 | 0.82776
KS | 1195.553 | 0.129 | 0.019 | 1204.056 | 0.759 | 0.89 | 0.301 | 0.54615
KY | 1954.301 | 0.189 | 0.032 | 1968.084 | 1.458 | 1.442 | 1.905 | 0.89271
LA | 878.85 | 0.049 | 0.007 | 882.134 | 0.82 | 0.896 | 0.723 | 0.40013
MA | 821.327 | 0.101 | 0.013 | 827.514 | 0.523 | 0.45 | 0.227 | 0.37535
MD | 1012.682 | 0.078 | 0.017 | 1019.454 | 0.621 | 0.674 | 0.944 | 0.46242
ME | 336.964 | 0.164 | 0.023 | 347.62 | 0.578 | 0.566 | 0.289 | 0.15768
MI | 1099.854 | 0.063 | 0.016 | 1106.015 | 0.832 | 0.824 | 1.539 | 0.50168
MN | 1012.67 | 0.123 | 0.018 | 1020.283 | 0.67 | 0.661 | 0.582 | 0.46279
MO | 1687.742 | 0.122 | 0.028 | 1698.955 | 1.457 | 1.424 | 2.545 | 0.77063
MS | 940.716 | 0.029 | 0.006 | 943.029 | 0.428 | 0.494 | 0.162 | 0.42775
MT | 1251.022 | 0.135 | 0.02 | 1260.078 | 1.123 | 1.147 | 1.022 | 0.57156
NC | 867.441 | 0.08 | 0.011 | 872.658 | 0.558 | 0.57 | 0.445 | 0.39583
ND | 1663.754 | 0.13 | 0.027 | 1674.823 | 1.98 | 1.899 | 2.394 | 0.75969
NE | 1281.153 | 0.139 | 0.021 | 1290.709 | 1.129 | 1.124 | 2.771 | 0.58546
NH | 310.564 | 0.101 | 0.013 | 316.792 | 0.236 | 0.227 | 0.079 | 0.14369
NJ | 557.822 | 0.034 | 0.004 | 559.824 | 0.235 | 0.268 | 0.054 | 0.25393
NM | 1572.786 | 0.15 | 0.022 | 1582.602 | 2.353 | 2.363 | 0.502 | 0.71786
NV | 769.912 | 0.027 | 0.003 | 771.539 | 0.477 | 0.525 | 0.159 | 0.34996
NY | 464.02 | 0.031 | 0.004 | 465.876 | 0.341 | 0.383 | 0.137 | 0.21132
OH | 1465.96 | 0.125 | 0.022 | 1475.334 | 1.007 | 1.007 | 1.786 | 0.6692
OK | 1043.716 | 0.063 | 0.011 | 1048.311 | 0.691 | 0.751 | 1.276 | 0.47551
OR | 305.891 | 0.02 | 0.003 | 307.162 | 0.352 | 0.448 | 0.139 | 0.13933
PA | 855.444 | 0.052 | 0.011 | 860.046 | 0.821 | 0.762 | 0.959 | 0.39011
RI | 870.822 | 0.017 | 0.002 | 871.69 | 0.244 | 0.195 | 0.023 | 0.39539
SC | 629.428 | 0.025 | 0.009 | 632.802 | 0.282 | 0.311 | 0.24 | 0.28703
SD | 513.316 | 0.049 | 0.007 | 516.562 | 0.207 | 0.234 | 0.142 | 0.23431
TN | 992.271 | 0.074 | 0.015 | 998.407 | 0.513 | 0.562 | 0.803 | 0.45287
TX | 1049.527 | 0.079 | 0.011 | 1054.602 | 0.605 | 0.633 | 1.09 | 0.47836
UT | 1627.372 | 0.166 | 0.024 | 1638.384 | 1.777 | 1.676 | 0.878 | 0.74316
VA | 813.802 | 0.083 | 0.012 | 818.98 | 0.557 | 0.55 | 0.255 | 0.37148
VT | 56.89 | 0.161 | 0.021 | 66.825 | 0.356 | 0.473 | 0.013 | 0.030311
WA | 186.844 | 0.01 | 0.003 | 187.93 | 0.149 | 0.173 | 0.05 | 0.085244
WI | 1388.88 | 0.072 | 0.02 | 1396.49 | 0.673 | 0.69 | 0.504 | 0.63344
WV | 1975.757 | 0.211 | 0.033 | 1990.559 | 1.33 | 1.289 | 1.181 | 0.9029
WY | 2026.26 | 0.223 | 0.032 | 2040.967 | 1.58 | 1.614 | 1.394 | 0.92577
U.S. | 998.443 | 0.08 | 0.013 | 1004.167 | 0.721 | 0.719 | 0.798
[6 empty] | Created: | 2018-02-15

## Sensitivity Analysis
Sensitivity Analysis
| Vary inputs by | 20%
|  | Acidification | Ecotoxicity | Eutrophication | Global Warming | Human Health - carcinogenics | Human Health - non-carcinogenics | Ozone Depletion | Photochemical ozone formation | Resource depletion - fossil fuels | Respiratory effects
| Baseline Values | 2.1549 | 3746.7886 | 4.6122 | 738.4479 | 5.0858e-05 | 0.00015253 | 5.7063e-05 | 32.8917 | 593.1789 | 1.6535
|  | Sensitivity Analysis Outputs +20% | [10 empty] | Sensitivity Analysis Outputs -20%
| Variable | Acidification | Ecotoxicity | Eutrophication | Global Warming | Carcinogenics | Non-carcinogenics | Ozone Depletion | Ozone formation | Resource depletion | Respiratory effects |  | Acidification | Ecotoxicity | Eutrophication | Global Warming | Carcinogenics | Non-carcinogenics | Ozone Depletion | Ozone formation | Resource depletion | Respiratory effects
| Facility Size | 2.1547 | 3746.3925 | 4.6117 | 738.3782 | 5.0852e-05 | 0.00015251 | 5.7057e-05 | 32.8894 | 593.1223 | 1.6533 |  | 2.155 | 3747.1847 | 4.6128 | 738.5176 | 5.0863e-05 | 0.00015255 | 5.7068e-05 | 32.8939 | 593.2355 | 1.6537
| Usable Growing Area | 2.1549 | 3746.7886 | 4.6122 | 738.4479 | 5.0858e-05 | 0.00015253 | 5.7063e-05 | 32.8917 | 593.1789 | 1.6535 |  | 2.1549 | 3746.7886 | 4.6122 | 738.4479 | 5.0858e-05 | 0.00015253 | 5.7063e-05 | 32.8917 | 593.1789 | 1.6535
| Useable Grow Area | 2.6918 | 4680.4074 | 5.7641 | 922.4282 | 6.3531e-05 | 0.00019053 | 7.1203e-05 | 41.0955 | 740.3604 | 2.0665 |  | 1.7969 | 3124.3761 | 3.8443 | 615.7943 | 4.2408e-05 | 0.0001272 | 4.7635e-05 | 27.4224 | 495.0579 | 1.3781
| Facility Height | 2.1549 | 3746.7886 | 4.6122 | 738.4479 | 5.0858e-05 | 0.00015253 | 5.7063e-05 | 32.8917 | 593.1789 | 1.6535 |  | 2.1549 | 3746.7886 | 4.6122 | 738.4479 | 5.0858e-05 | 0.00015253 | 5.7063e-05 | 32.8917 | 593.1789 | 1.6535
| Volume | 2.1547 | 3746.3925 | 4.6117 | 738.3782 | 5.0852e-05 | 0.00015251 | 5.7057e-05 | 32.8894 | 593.1223 | 1.6533 |  | 2.155 | 3747.1847 | 4.6128 | 738.5176 | 5.0863e-05 | 0.00015255 | 5.7068e-05 | 32.8939 | 593.2355 | 1.6537
| Plant Yield | 2.6918 | 4680.4074 | 5.7641 | 922.4282 | 6.3531e-05 | 0.00019053 | 7.1203e-05 | 41.0955 | 740.3604 | 2.0665 |  | 1.7969 | 3124.3761 | 3.8443 | 615.7943 | 4.2408e-05 | 0.0001272 | 4.7635e-05 | 27.4224 | 495.0579 | 1.3781
| Biofungicide (Folpet) | 2.1503 | 3742.4976 | 4.6094 | 737.4705 | 5.0811e-05 | 0.00015233 | 5.6891e-05 | 32.8408 | 591.1438 | 1.6526 |  | 2.1595 | 3751.0797 | 4.615 | 739.4253 | 5.0904e-05 | 0.00015273 | 5.7235e-05 | 32.9425 | 595.214 | 1.6544
| Soil Amendments (Perlite) | 2.0452 | 3709.4583 | 4.5741 | 720.622 | 5.0225e-05 | 0.00015084 | 5.5372e-05 | 31.9177 | 583.3302 | 1.6409 |  | 2.2646 | 3784.1189 | 4.6503 | 756.2738 | 5.149e-05 | 0.00015422 | 5.8753e-05 | 33.8656 | 603.0276 | 1.6661
| Fertilizer (Urea) | 2.1424 | 3738.4518 | 4.6082 | 736.1359 | 5.0793e-05 | 0.00015214 | 5.6659e-05 | 32.8175 | 587.977 | 1.6514 |  | 2.1674 | 3755.1254 | 4.6163 | 740.7599 | 5.0922e-05 | 0.00015292 | 5.7466e-05 | 32.9658 | 598.3808 | 1.6556
| Pesticides | 2.1529 | 3745.0235 | 4.611 | 738.0035 | 5.0838e-05 | 0.00015245 | 5.7005e-05 | 32.8714 | 592.5158 | 1.6531 |  | 2.1568 | 3748.5538 | 4.6135 | 738.8923 | 5.0877e-05 | 0.00015261 | 5.712e-05 | 32.9119 | 593.842 | 1.6538
| Auxilary Dehumidification Load | 2.1243 | 3671.7461 | 4.5123 | 725.2403 | 4.9812e-05 | 0.00014956 | 5.6066e-05 | 32.4644 | 582.4495 | 1.6173 |  | 2.1854 | 3821.8311 | 4.7121 | 751.6555 | 5.1903e-05 | 0.0001555 | 5.806e-05 | 33.3189 | 603.9084 | 1.6897
| Harvest Quantity | 2.5306 | 4615.5629 | 5.7062 | 894.3572 | 6.2575e-05 | 0.00018758 | 6.8293e-05 | 39.6916 | 718.1216 | 2.0465 |  | 1.9044 | 3167.6058 | 3.8829 | 634.5084 | 4.3046e-05 | 0.00012917 | 4.9575e-05 | 28.3584 | 509.8838 | 1.3914
| Simple Heating Load | 2.1331 | 3693.1666 | 4.5409 | 729.0104 | 5.011e-05 | 0.00015041 | 5.635e-05 | 32.5864 | 585.5121 | 1.6276 |  | 2.1767 | 3800.4106 | 4.6836 | 747.8854 | 5.1605e-05 | 0.00015466 | 5.7775e-05 | 33.197 | 600.8457 | 1.6793
| Simple Cooling Load | 2.1542 | 3745.158 | 4.6101 | 738.1609 | 5.0835e-05 | 0.00015247 | 5.7041e-05 | 32.8824 | 592.9458 | 1.6527 |  | 2.1555 | 3748.4192 | 4.6144 | 738.7349 | 5.088e-05 | 0.00015259 | 5.7084e-05 | 32.901 | 593.412 | 1.6542
| Heating and Humidification Load | 2.1473 | 3728.1176 | 4.5874 | 735.1618 | 5.0597e-05 | 0.00015179 | 5.6815e-05 | 32.7854 | 590.5094 | 1.6445 |  | 2.1625 | 3765.4596 | 4.6371 | 741.734 | 5.1118e-05 | 0.00015327 | 5.7311e-05 | 32.998 | 595.8485 | 1.6625
| Cooling and Dehumidification Load | 2.153 | 3742.2967 | 4.6062 | 737.6573 | 5.0795e-05 | 0.00015235 | 5.7003e-05 | 32.8661 | 592.5367 | 1.6513 |  | 2.1567 | 3751.2805 | 4.6182 | 739.2385 | 5.092e-05 | 0.00015271 | 5.7122e-05 | 32.9172 | 593.8212 | 1.6556
| Peat Moss | 2.1546 | 3746.6363 | 4.6121 | 737.5508 | 5.0855e-05 | 0.00015252 | 5.7058e-05 | 32.8878 | 593.1366 | 1.6534 |  | 2.1551 | 3746.9409 | 4.6124 | 739.345 | 5.086e-05 | 0.00015254 | 5.7067e-05 | 32.8955 | 593.2213 | 1.6535
| Electric Load from Lights | 1.9923 | 3347.0031 | 4.0801 | 668.0851 | 4.5285e-05 | 0.00013669 | 5.1751e-05 | 30.6154 | 536.0182 | 1.4606 |  | 2.3175 | 4146.5741 | 5.1444 | 808.8107 | 5.643e-05 | 0.00016837 | 6.2374e-05 | 35.1679 | 650.3396 | 1.8464
| Circulating Fan Power | 2.1548 | 3746.7394 | 4.6122 | 738.4392 | 5.0857e-05 | 0.00015253 | 5.7062e-05 | 32.8914 | 593.1719 | 1.6534 |  | 2.1549 | 3746.8378 | 4.6123 | 738.4566 | 5.0858e-05 | 0.00015253 | 5.7063e-05 | 32.8919 | 593.1859 | 1.6535
| Water Pump Energy | 2.1547 | 3746.2705 | 4.6115 | 738.3567 | 5.085e-05 | 0.00015251 | 5.7056e-05 | 32.8887 | 593.1048 | 1.6532 |  | 2.1551 | 3747.3067 | 4.6129 | 738.5391 | 5.0865e-05 | 0.00015255 | 5.7069e-05 | 32.8946 | 593.253 | 1.6537
| Transportation Distance | 2.1534 | 3744.326 | 4.6113 | 737.9426 | 5.0825e-05 | 0.00015243 | 5.6963e-05 | 32.8764 | 592.2883 | 1.6532 |  | 2.1563 | 3749.2513 | 4.6132 | 738.9532 | 5.089e-05 | 0.00015263 | 5.7162e-05 | 32.9069 | 594.0695 | 1.6537
| Carbon Dioxide | 2.1107 | 3680.9653 | 4.5745 | 724.5215 | 5.0255e-05 | 0.00014943 | 5.644e-05 | 31.0387 | 583.2099 | 1.6426 |  | 2.1991 | 3812.6119 | 4.65 | 752.3743 | 5.146e-05 | 0.00015563 | 5.7686e-05 | 34.7447 | 603.1479 | 1.6643
| Annual Watering | 2.154 | 3745.8325 | 4.611 | 738.218 | 5.0843e-05 | 0.00015249 | 5.7048e-05 | 32.8817 | 593.0185 | 1.653 |  | 2.1557 | 3747.7447 | 4.6134 | 738.6778 | 5.0872e-05 | 0.00015257 | 5.7077e-05 | 32.9016 | 593.3393 | 1.6539
| Extractor Fan Power | 2.1547 | 3746.442 | 4.6118 | 738.3869 | 5.0853e-05 | 0.00015252 | 5.7058e-05 | 32.8897 | 593.1294 | 1.6533 |  | 2.155 | 3747.1352 | 4.6127 | 738.5089 | 5.0862e-05 | 0.00015254 | 5.7067e-05 | 32.8936 | 593.2285 | 1.6536
| Transportation Fuel Economy | 2.1549 | 3746.7886 | 4.6122 | 738.4479 | 5.0858e-05 | 0.00015253 | 5.7063e-05 | 32.8917 | 593.1789 | 1.6535 |  | 2.1549 | 3746.7886 | 4.6122 | 738.4479 | 5.0858e-05 | 0.00015253 | 5.7063e-05 | 32.8917 | 593.1789 | 1.6535
| Density of Dried Bud | 2.1566 | 3749.8669 | 4.6134 | 739.0795 | 5.0898e-05 | 0.00015266 | 5.7187e-05 | 32.9107 | 594.2921 | 1.6538 |  | 2.1537 | 3744.7364 | 4.6114 | 738.0268 | 5.083e-05 | 0.00015244 | 5.6979e-05 | 32.879 | 592.4367 | 1.6533
| Annual Transportation Trips | 2.1534 | 3744.326 | 4.6113 | 737.9426 | 5.0825e-05 | 0.00015243 | 5.6963e-05 | 32.8764 | 592.2883 | 1.6532 |  | 2.1563 | 3749.2513 | 4.6132 | 738.9532 | 5.089e-05 | 0.00015263 | 5.7162e-05 | 32.9069 | 594.0695 | 1.6537
| Delivered Water Temp | 2.1549 | 3746.7886 | 4.6122 | 738.4479 | 5.0858e-05 | 0.00015253 | 5.7063e-05 | 32.8917 | 593.1789 | 1.6535 |  | 2.1549 | 3746.7886 | 4.6122 | 738.4479 | 5.0858e-05 | 0.00015253 | 5.7063e-05 | 32.8917 | 593.1789 | 1.6535
| Water Heating Energy | 2.1542 | 3745.1466 | 4.61 | 738.1589 | 5.0835e-05 | 0.00015247 | 5.7041e-05 | 32.8823 | 592.9441 | 1.6527 |  | 2.1555 | 3748.4306 | 4.6144 | 738.7369 | 5.088e-05 | 0.0001526 | 5.7084e-05 | 32.901 | 593.4137 | 1.6543
| Auxilary Air Conditioning | 2.1252 | 3673.8299 | 4.5151 | 725.6071 | 4.9841e-05 | 0.00014964 | 5.6093e-05 | 32.4763 | 582.7474 | 1.6183 |  | 2.1845 | 3819.7473 | 4.7093 | 751.2887 | 5.1874e-05 | 0.00015542 | 5.8032e-05 | 33.3071 | 603.6104 | 1.6887
|  | Percent Change | [10 empty] | Percent Change
| Variable | Acidification | Ecotoxicity | Eutrophication | Global Warming | Carcinogenics | Non-carcinogenics | Ozone Depletion | Ozone formation | Resource depletion | Respiratory effects |  | Acidification | Ecotoxicity | Eutrophication | Global Warming | Carcinogenics | Non-carcinogenics | Ozone Depletion | Ozone formation | Resource depletion | Respiratory effects
| Facility Size | -0.007477% | -0.01057% | -0.01143% | -0.009441% | -0.01086% | -0.01029% | -0.009223% | -0.006857% | -0.009548% | -0.01156% |  | 0.007477% | 0.01057% | 0.01143% | 0.009441% | 0.01086% | 0.01029% | 0.009223% | 0.006857% | 0.009548% | 0.01156%
| Usable Growing Area | 0% | 0% | 0% | 0% | 0% | 0% | 0% | 0% | 0% | 0% |  | 0% | 0% | 0% | 0% | 0% | 0% | 0% | 0% | 0% | 0%
| Useable Grow Area | 24.92% | 24.92% | 24.97% | 24.91% | 24.92% | 24.91% | 24.78% | 24.94% | 24.81% | 24.98% |  | -16.61% | -16.61% | -16.65% | -16.61% | -16.61% | -16.61% | -16.52% | -16.63% | -16.54% | -16.65%
| Facility Height | 0% | 0% | 0% | 0% | 0% | 0% | 0% | 0% | 0% | 0% |  | 0% | 0% | 0% | 0% | 0% | 0% | 0% | 0% | 0% | 0%
| Volume | -0.007477% | -0.01057% | -0.01143% | -0.009441% | -0.01086% | -0.01029% | -0.009223% | -0.006857% | -0.009548% | -0.01156% |  | 0.007477% | 0.01057% | 0.01143% | 0.009441% | 0.01086% | 0.01029% | 0.009223% | 0.006857% | 0.009548% | 0.01156%
| Plant Yield | 24.92% | 24.92% | 24.97% | 24.91% | 24.92% | 24.91% | 24.78% | 24.94% | 24.81% | 24.98% |  | -16.61% | -16.61% | -16.65% | -16.61% | -16.61% | -16.61% | -16.52% | -16.63% | -16.54% | -16.65%
| Biofungicide (Folpet) | -0.2136% | -0.1145% | -0.06033% | -0.1324% | -0.09131% | -0.1319% | -0.3015% | -0.1546% | -0.3431% | -0.05485% |  | 0.2136% | 0.1145% | 0.06033% | 0.1324% | 0.09131% | 0.1319% | 0.3015% | 0.1546% | 0.3431% | 0.05485%
| Soil Amendments (Perlite) | -5.09% | -0.9963% | -0.8259% | -2.414% | -1.244% | -1.108% | -2.962% | -2.961% | -1.66% | -0.7628% |  | 5.09% | 0.9963% | 0.8259% | 2.414% | 1.244% | 1.108% | 2.962% | 2.961% | 1.66% | 0.7628%
| Fertilizer (Urea) | -0.5802% | -0.2225% | -0.08806% | -0.3131% | -0.1261% | -0.2551% | -0.7074% | -0.2255% | -0.877% | -0.1268% |  | 0.5802% | 0.2225% | 0.08806% | 0.3131% | 0.1261% | 0.2551% | 0.7074% | 0.2255% | 0.877% | 0.1268%
| Pesticides | -0.0909% | -0.04711% | -0.02714% | -0.06019% | -0.03862% | -0.05024% | -0.1007% | -0.06158% | -0.1118% | -0.02094% |  | 0.0909% | 0.04711% | 0.02714% | 0.06019% | 0.03862% | 0.05024% | 0.1007% | 0.06158% | 0.1118% | 0.02094%
| Auxilary Dehumidification Load | -1.416% | -2.003% | -2.166% | -1.789% | -2.057% | -1.95% | -1.747% | -1.299% | -1.809% | -2.19% |  | 1.416% | 2.003% | 2.166% | 1.789% | 2.057% | 1.95% | 1.747% | 1.299% | 1.809% | 2.19%
| Harvest Quantity | 17.43% | 23.19% | 23.72% | 21.11% | 23.04% | 22.98% | 19.68% | 20.67% | 21.06% | 23.77% |  | -11.62% | -15.46% | -15.81% | -14.08% | -15.36% | -15.32% | -13.12% | -13.78% | -14.04% | -15.85%
| Simple Heating Load | -1.012% | -1.431% | -1.548% | -1.278% | -1.47% | -1.393% | -1.248% | -0.9282% | -1.292% | -1.565% |  | 1.012% | 1.431% | 1.548% | 1.278% | 1.47% | 1.393% | 1.248% | 0.9282% | 1.292% | 1.565%
| Simple Cooling Load | -0.03078% | -0.04352% | -0.04706% | -0.03886% | -0.04469% | -0.04236% | -0.03797% | -0.02823% | -0.0393% | -0.04758% |  | 0.03078% | 0.04352% | 0.04706% | 0.03886% | 0.04469% | 0.04236% | 0.03797% | 0.02823% | 0.0393% | 0.04758%
| Heating and Humidification Load | -0.3524% | -0.4983% | -0.5389% | -0.445% | -0.5117% | -0.4851% | -0.4347% | -0.3232% | -0.45% | -0.5449% |  | 0.3524% | 0.4983% | 0.5389% | 0.445% | 0.5117% | 0.4851% | 0.4347% | 0.3232% | 0.45% | 0.5449%
| Cooling and Dehumidification Load | -0.08479% | -0.1199% | -0.1296% | -0.1071% | -0.1231% | -0.1167% | -0.1046% | -0.07776% | -0.1083% | -0.1311% |  | 0.08479% | 0.1199% | 0.1296% | 0.1071% | 0.1231% | 0.1167% | 0.1046% | 0.07776% | 0.1083% | 0.1311%
| Peat Moss | -0.01102% | -0.004065% | -0.003388% | -0.1215% | -0.004569% | -0.004518% | -0.007767% | -0.01179% | -0.007138% | -0.003433% |  | 0.01102% | 0.004065% | 0.003388% | 0.1215% | 0.004569% | 0.004518% | 0.007767% | 0.01179% | 0.007138% | 0.003433%
| Electric Load from Lights | -7.546% | -10.67% | -11.54% | -9.528% | -10.96% | -10.39% | -9.308% | -6.92% | -9.636% | -11.67% |  | 7.546% | 10.67% | 11.54% | 9.528% | 10.96% | 10.39% | 9.308% | 6.92% | 9.636% | 11.67%
| Circulating Fan Power | -0.0009282% | -0.001312% | -0.001419% | -0.001172% | -0.001348% | -0.001278% | -0.001145% | -0.0008512% | -0.001185% | -0.001435% |  | 0.0009282% | 0.001312% | 0.001419% | 0.001172% | 0.001348% | 0.001278% | 0.001145% | 0.0008512% | 0.001185% | 0.001435%
| Water Pump Energy | -0.009779% | -0.01383% | -0.01495% | -0.01235% | -0.0142% | -0.01346% | -0.01206% | -0.008968% | -0.01249% | -0.01512% |  | 0.009779% | 0.01383% | 0.01495% | 0.01235% | 0.0142% | 0.01346% | 0.01206% | 0.008968% | 0.01249% | 0.01512%
| Transportation Distance | -0.06588% | -0.06573% | -0.02038% | -0.06843% | -0.06426% | -0.0684% | -0.1749% | -0.04633% | -0.1501% | -0.01467% |  | 0.06588% | 0.06573% | 0.02038% | 0.06843% | 0.06426% | 0.0684% | 0.1749% | 0.04633% | 0.1501% | 0.01467%
| Carbon Dioxide | -2.051% | -1.757% | -0.8179% | -1.886% | -1.184% | -2.033% | -1.092% | -5.634% | -1.681% | -0.6559% |  | 2.051% | 1.757% | 0.8179% | 1.886% | 1.184% | 2.033% | 1.092% | 5.634% | 1.681% | 0.6559%
| Annual Watering | -0.03867% | -0.02552% | -0.0256% | -0.03113% | -0.0292% | -0.02696% | -0.0261% | -0.03034% | -0.02704% | -0.02739% |  | 0.03867% | 0.02552% | 0.0256% | 0.03113% | 0.0292% | 0.02696% | 0.0261% | 0.03034% | 0.02704% | 0.02739%
| Extractor Fan Power | -0.006542% | -0.009251% | -0.01% | -0.008261% | -0.009499% | -0.009005% | -0.00807% | -0.006% | -0.008354% | -0.01011% |  | 0.006542% | 0.009251% | 0.01% | 0.008261% | 0.009499% | 0.009005% | 0.00807% | 0.006% | 0.008354% | 0.01011%
| Transportation Fuel Economy | 0% | 0% | 0% | 0% | 0% | 0% | 0% | 0% | 0% | 0% |  | 0% | 0% | 0% | 0% | 0% | 0% | 0% | 0% | 0% | 0%
| Density of Dried Bud | 0.08235% | 0.08216% | 0.02547% | 0.08554% | 0.08033% | 0.0855% | 0.2186% | 0.05792% | 0.1877% | 0.01834% |  | -0.0549% | -0.05477% | -0.01698% | -0.05702% | -0.05355% | -0.057% | -0.1458% | -0.03861% | -0.1251% | -0.01223%
| Annual Transportation Trips | -0.06588% | -0.06573% | -0.02038% | -0.06843% | -0.06426% | -0.0684% | -0.1749% | -0.04633% | -0.1501% | -0.01467% |  | 0.06588% | 0.06573% | 0.02038% | 0.06843% | 0.06426% | 0.0684% | 0.1749% | 0.04633% | 0.1501% | 0.01467%
| Delivered Water Temp | 0% | 0% | 0% | 0% | 0% | 0% | 0% | 0% | 0% | 0% |  | 0% | 0% | 0% | 0% | 0% | 0% | 0% | 0% | 0% | 0%
| Water Heating Energy | -0.03099% | -0.04382% | -0.04739% | -0.03914% | -0.045% | -0.04266% | -0.03823% | -0.02842% | -0.03958% | -0.04792% |  | 0.03099% | 0.04382% | 0.04739% | 0.03914% | 0.045% | 0.04266% | 0.03823% | 0.02842% | 0.03958% | 0.04792%
| Auxilary Air Conditioning | -1.377% | -1.947% | -2.106% | -1.739% | -2% | -1.896% | -1.699% | -1.263% | -1.759% | -2.129% |  | 1.377% | 1.947% | 2.106% | 1.739% | 2% | 1.896% | 1.699% | 1.263% | 1.759% | 2.129%
Max % Change
|  | Acidification | Ecotoxicity | Eutrophication | Global Warming | Carcinogenics | Non-carcinogenics | Ozone Depletion | Ozone formation | Resource depletion | Respiratory effects |  | Variable | Average Impact
| Facility Size | 0.007477% | 0.01057% | 0.01143% | 0.009441% | 0.01086% | 0.01029% | 0.009223% | 0.006857% | 0.009548% | 0.01156% |  | Useable Grow Area | 24.91%
| Usable Growing Area | 0% | 0% | 0% | 0% | 0% | 0% | 0% | 0% | 0% | 0% |  | Plant Yield | 24.91%
| Useable Grow Area | 24.92% | 24.92% | 24.97% | 24.91% | 24.92% | 24.91% | 24.78% | 24.94% | 24.81% | 24.98% |  | Harvest Quantity | 21.67%
| Facility Height | 0% | 0% | 0% | 0% | 0% | 0% | 0% | 0% | 0% | 0% |  | Electric Load from Lights | 9.816%
| Volume | 0.007477% | 0.01057% | 0.01143% | 0.009441% | 0.01086% | 0.01029% | 0.009223% | 0.006857% | 0.009548% | 0.01156% |  | Soil Amendments (Perlite) | 2.003%
| Plant Yield | 24.92% | 24.92% | 24.97% | 24.91% | 24.92% | 24.91% | 24.78% | 24.94% | 24.81% | 24.98% |  | Carbon Dioxide | 1.879%
| Biofungicide (Folpet) | 0.2136% | 0.1145% | 0.06033% | 0.1324% | 0.09131% | 0.1319% | 0.3015% | 0.1546% | 0.3431% | 0.05485% |  | Auxilary Dehumidification Load | 1.842%
| Soil Amendments (Perlite) | 5.09% | 0.9963% | 0.8259% | 2.414% | 1.244% | 1.108% | 2.962% | 2.961% | 1.66% | 0.7628% |  | Auxilary Air Conditioning | 1.791%
| Fertilizer (Urea) | 0.5802% | 0.2225% | 0.08806% | 0.3131% | 0.1261% | 0.2551% | 0.7074% | 0.2255% | 0.877% | 0.1268% |  | Simple Heating Load | 1.317%
| Pesticides | 0.0909% | 0.04711% | 0.02714% | 0.06019% | 0.03862% | 0.05024% | 0.1007% | 0.06158% | 0.1118% | 0.02094% |  | Heating and Humidification Load | 0.4584%
| Auxilary Dehumidification Load | 1.416% | 2.003% | 2.166% | 1.789% | 2.057% | 1.95% | 1.747% | 1.299% | 1.809% | 2.19% |  | Fertilizer (Urea) | 0.3522%
| Harvest Quantity | 17.43% | 23.19% | 23.72% | 21.11% | 23.04% | 22.98% | 19.68% | 20.67% | 21.06% | 23.77% |  | Biofungicide (Folpet) | 0.1598%
| Simple Heating Load | 1.012% | 1.431% | 1.548% | 1.278% | 1.47% | 1.393% | 1.248% | 0.9282% | 1.292% | 1.565% |  | Cooling and Dehumidification Load | 0.1103%
| Simple Cooling Load | 0.03078% | 0.04352% | 0.04706% | 0.03886% | 0.04469% | 0.04236% | 0.03797% | 0.02823% | 0.0393% | 0.04758% |  | Density of Dried Bud | 0.09239%
| Heating and Humidification Load | 0.3524% | 0.4983% | 0.5389% | 0.445% | 0.5117% | 0.4851% | 0.4347% | 0.3232% | 0.45% | 0.5449% |  | Transportation Distance | 0.07391%
| Cooling and Dehumidification Load | 0.08479% | 0.1199% | 0.1296% | 0.1071% | 0.1231% | 0.1167% | 0.1046% | 0.07776% | 0.1083% | 0.1311% |  | Annual Transportation Trips | 0.07391%
| Peat Moss | 0.01102% | 0.004065% | 0.003388% | 0.1215% | 0.004569% | 0.004518% | 0.007767% | 0.01179% | 0.007138% | 0.003433% |  | Pesticides | 0.06092%
| Electric Load from Lights | 7.546% | 10.67% | 11.54% | 9.528% | 10.96% | 10.39% | 9.308% | 6.92% | 9.636% | 11.67% |  | Water Heating Energy | 0.04032%
| Circulating Fan Power | 0.0009282% | 0.001312% | 0.001419% | 0.001172% | 0.001348% | 0.001278% | 0.001145% | 0.0008512% | 0.001185% | 0.001435% |  | Simple Cooling Load | 0.04004%
| Water Pump Energy | 0.009779% | 0.01383% | 0.01495% | 0.01235% | 0.0142% | 0.01346% | 0.01206% | 0.008968% | 0.01249% | 0.01512% |  | Annual Watering | 0.02879%
| Transportation Distance | 0.06588% | 0.06573% | 0.02038% | 0.06843% | 0.06426% | 0.0684% | 0.1749% | 0.04633% | 0.1501% | 0.01467% |  | Peat Moss | 0.01792%
| Carbon Dioxide | 2.051% | 1.757% | 0.8179% | 1.886% | 1.184% | 2.033% | 1.092% | 5.634% | 1.681% | 0.6559% |  | Water Pump Energy | 0.01272%
| Annual Watering | 0.03867% | 0.02552% | 0.0256% | 0.03113% | 0.0292% | 0.02696% | 0.0261% | 0.03034% | 0.02704% | 0.02739% |  | Facility Size | 0.009725%
| Extractor Fan Power | 0.006542% | 0.009251% | 0.01% | 0.008261% | 0.009499% | 0.009005% | 0.00807% | 0.006% | 0.008354% | 0.01011% |  | Volume | 0.009725%
| Transportation Fuel Economy | 0% | 0% | 0% | 0% | 0% | 0% | 0% | 0% | 0% | 0% |  | Extractor Fan Power | 0.00851%
| Density of Dried Bud | 0.08235% | 0.08216% | 0.02547% | 0.08554% | 0.08033% | 0.0855% | 0.2186% | 0.05792% | 0.1877% | 0.01834% |  | Circulating Fan Power | 0.001207%
| Annual Transportation Trips | 0.06588% | 0.06573% | 0.02038% | 0.06843% | 0.06426% | 0.0684% | 0.1749% | 0.04633% | 0.1501% | 0.01467% |  | Usable Growing Area | 0%
| Delivered Water Temp | 0% | 0% | 0% | 0% | 0% | 0% | 0% | 0% | 0% | 0% |  | Facility Height | 0%
| Water Heating Energy | 0.03099% | 0.04382% | 0.04739% | 0.03914% | 0.045% | 0.04266% | 0.03823% | 0.02842% | 0.03958% | 0.04792% |  | Transportation Fuel Economy | 0%
| Auxilary Air Conditioning | 1.377% | 1.947% | 2.106% | 1.739% | 2% | 1.896% | 1.699% | 1.263% | 1.759% | 2.129% |  | Delivered Water Temp | 0%
SENSITIVITY ANALYSIS FOR DENVER (724666, i =509)
|  |  | Input Variable Values |  |  | Resulting GWP | [25 empty] | **20% here is 20% on higher AND lower bounds
|  | Variable Name | Low | Baseline | High | -20% | Baseline | 20 | [6 empty] | Denver, CO | [16 empty] | Denver, CO
4080.4927 | Axis Middle | Plant Yield (kg/plant) | 0.3512 | 0.439 | 0.5268 | 4896.0083 | 4239.2094 | 3264.0199 | 15.49% | -29.88% |  |  |  |  | Temperature Range lower 20% | Temperature Range Higher 20% | Baseline Temperature Values | Temperature Range higher 20% |  |  |  |  | Temperature Range lower 20% |  |  |  | Baseline Temperature Values |  |  |  |  | Temperature Range Shrink 20% | Temperature Range Expand 20% | Baseline Temperature Values
3264.0199 | Axis Min | Harvest Quantity (cycles per year) | 4.9492 | 6.1864 | 7.4237 | 4858.709 | 4239.2094 | 3288.8861 | 14.61% | -28.89% | 46.4288 |  |  | Simple Heating Load | 131.7743 | 151.9189 | 151.1546 | HVAC_heating | 181846071.7905 | 369361644.0014 | 254708430.7144 | 477157264.0504 | 119372604.4238 | 293005293.9255 | 393683851.0866 | 306874672.4252 | 154284823.1931 | 361948874.8296 | 365209478.7394 | 395175709.2486 | Simple Heating Load | 144.8895 | 156.2442 | 151.1546
4896.0083 | Axis Max | Useable Grow Area (% of facility) | 0.544 | 0.68 | 0.816 | 4563.4022 | 4239.2094 | 3481.2066 | 7.647% | -21.77% | 5.4898 |  |  | Simple Cooling Load | 35.0969 | 3.5084 | 13.0924 | HVAC_cooling | 918039.2508 | 3192794.0791 | 2954138.0764 | 2398553.8556 | 6472284.8553 | 25293574.2332 | 44626986.7024 | 18277539.072 | 2594290.7766 | 11104166.4556 | 13788663.2056 | 7828376.3267 | Simple Cooling Load | 13.1427 | 13.5118 | 13.0924
|  | Curing Duration (Weeks) | 1.6 | 2 | 2.4 | 3915.2693 | 4239.2094 | 3918.2908 | -7.642% | -8.19% | 44.5096 |  |  | Heating (Heat+Hum) | 672.651 | 1316.8108 | 970.5872 | HVAC_hh_heat | 220292779.2587 | 1915902847.1101 | 8665064345.4983 | 320234593.5866 | 102698392.9156 | 949398350.2146 | 4494618331.4429 | 134347565.5384 | 152775343.6966 | 1370712034.604 | 6460785256.927 | 213093533.4896 | Heating (Heat+Hum) | 994.0729 | 949.5 | 970.5872
|  | Clone Room Duration (Weeks) | 2.5143 | 3.1429 | 3.7714 | 3910.5283 | 4239.2094 | 3922.8338 | -7.753% | -8.065% | 19.6364 |  |  | Humidification (Heat+Hum) | 324.6019 | 1036.3217 | 606.1164 | HVAC_hh_vap | 152545316.908 | 1203026694.3772 | 7305834315.7858 | 91139075.1484 | 49615827.4583 | 391567157.1409 | 2272778707.5531 | 27554966.6249 | 88794754.072 | 712320184.1868 | 4265580100.0192 | 52430663.2556 | Humidification (Heat+Hum) | 625.9011 | 584.2883 | 606.1164
|  | Soil Amendments (kg/harvest) | 20224.525 | 25280.6562 | 30336.7875 | 3890.1483 | 4239.2094 | 3943.4823 | -8.234% | -7.499% | 0.20623 |  |  | Humidification | 8.8413 | 13.0403 | 11.4789 | HVAC_humid | 2488130.333 | 31100156.2763 | 75062337.6229 | 1485142.5553 | 887268.8358 | 15397160.4692 | 57751259.9413 | 635773.2892 | 2216163.8055 | 16466899.3218 | 77551216.7542 | 714327.6869 | Humidification | 11.5548 | 16.8471 | 11.4789
|  | Days between plant stages (Days) | 1 | 2 | 3 | 3899.3684 | 4239.2094 | 3944.6742 | -8.017% | -7.467% | 0.39789 |  |  | Humidification (Hum+Cool) | 15.4408 | 11.9545 | 17.8805 | HVAC_hc_humid | 753067.306 | 28737606.2078 | 69368746.2322 | 2105287.5057 | 3084980.7744 | 25678367.6615 | 100739696.738 | 906878.7603 | 3413914.9409 | 35215723.4279 | 111221010.5244 | 1163923.0945 | Humidification (Hum+Cool) | 18.986 | 14.1192 | 17.8805
|  | Vegetative Growth Duration (Weeks) | 5.7143 | 7.1429 | 8.5714 | 3800.9232 | 4239.2094 | 4026.522 | -10.34% | -5.282% | 1.0073 |  |  | Cooling (Hum+Cool) | 76.3007 | 30.8797 | 62.0035 | HVAC_hc_cool | 519541.216 | 24189065.2226 | 55836917.3091 | 2749216.6838 | 5284211.3829 | 43937196.2809 | 154750092.7368 | 1841917.1798 | 3995949.2877 | 42053082.9335 | 118069969.3202 | 3129200.3222 | Cooling (Hum+Cool) | 65.0727 | 54.8787 | 62.0035
|  | Annual CO2 (kg CO2/yr) | 1119560.5522 | 1399450.6902 | 1679340.8282 | 3770.7636 | 4239.2094 | 4062.867 | -11.05% | -4.34% | 1257.0976 |  |  | Dehumidification (Electric) | 134.3447 | 4.5388 | 31.7907 | HVAC_dehum | 0 | 11279798.8212 | 0 | 963188.4301 | 1021296.2209 | 143603278.1178 | 203638619.9146 | 14117938.5479 | 0 | 50491732.8244 | 31575498.7905 | 3684824.2898 | Dehumidification (Electric) | 32.4715 | 26.5098 | 31.7907
|  | Annual Lighting Load (Wh/yr) | 2312598373.8954 | 2890747967.3693 | 3468897560.8432 | 3745.694 | 4239.2094 | 4087.9365 | -11.64% | -3.7% | 735.3312 |  |  | Dehumidification Reheat (NG) | 90.2045 | 3.4576 | 24.4354 | HVAC_reheat | 0 | 27141660.4272 | 0 | 2060863.4708 | 1279888.4437 | 286935289.6216 | 448464967.0069 | 25167262.6455 | 0 | 114701849.7931 | 83981900.131 | 7692093.7099 | Dehumidification Reheat (NG) | 25.7554 | 18.7662 | 24.4354
|  | Humidity Range (shift all setpoints up or down) | 0.8 | 1 | 1.2 | 3772.9909 | 4239.2094 | 4172.1039 | -11% | -1.608% | 631.6196 |  |  | Electricity from Lights | 1071.6804 | 1071.6804 | 1071.6804 | HVAC_heating | 1283073410.5567 |  |  |  | 1112936421.8611 |  |  |  | 1276618886.0107 |  |  |  | Electricity from Lights | 1071.6804 | 1071.6804 | 1071.6804
|  | Air Changes Per Hour | 24 | 30 | 36 | 3366.2161 | 4239.2094 | 4463.6202 | -20.59% | 5.028% | 1.8738 |  |  | Water for Plants | 0.83282 | 0.83282 | 0.83282 | HVAC_cooling | 9463525.262 |  |  |  | 94670384.8629 |  |  |  | 35315496.7645 |  |  |  | Water for Plants | 0.83282 | 0.83282 | 0.83282
|  | Flowering Duration (Weeks) | 6.5143 | 8.1429 | 9.7714 | 3280.4977 | 4239.2094 | 4543.2465 | -22.62% | 6.692% | 1.1485 |  |  | Irrigation Pumping Load | 0.69149 | 0.69149 | 0.69149 | HVAC_hh_heat | 11121494565.4537 |  |  |  | 5681062640.1114 |  |  |  | 8197366168.7172 |  |  |  | Irrigation Pumping Load | 0.69149 | 0.69149 | 0.69149
|  | Temperature Range (shift all setpoints up or down) | 0.8 | 1 | 1.2 | 3518.8404 | 4239.2094 | 4589.5937 | -16.99% | 7.634% | 1.5217 |  |  | Water Heating Load | 0.91616 | 0.91616 | 0.91616 | HVAC_hh_vap | 8752545402.2193 |  |  |  | 2741516658.7772 |  |  |  | 5119125701.5336 |  |  |  | Water Heating Load | 0.91616 | 0.91616 | 0.91616
[11 empty] | 730.2586 |  |  | CO2 | 730.2586 | 730.2586 | 730.2586 | HVAC_humid | 110135766.7875 |  |  |  | 74671462.5355 |  |  |  | 96948607.5685 |  |  |  | CO2 | 730.2586 | 730.2586 | 730.2586
[11 empty] | 2.0967 |  |  | Ammonium Nitrate (N) | 0.93185 | 0.93185 | 0.93185 | HVAC_hc_humid | 100964707.2516 |  |  |  | 130409923.9342 |  |  |  | 151014571.9877 |  |  |  | Ammonium Nitrate (N) | 0.93185 | 0.93185 | 0.93185
[11 empty] | 1.0266 |  |  | Triple Superphosphate (P) | 0.45627 | 0.45627 | 0.45627 | HVAC_hc_cool | 83294740.4315 |  |  |  | 205813417.5804 |  |  |  | 167248201.8635 |  |  |  | Triple Superphosphate (P) | 0.45627 | 0.45627 | 0.45627
[11 empty] | 0.18895 |  |  | Potassium Chloride (K) | 0.083979 | 0.083979 | 0.083979 | HVAC_dehum | 12242987.2513 |  |  |  | 362381132.8012 |  |  |  | 85752055.9047 |  |  |  | Potassium Chloride (K) | 0.083979 | 0.083979 | 0.083979
[11 empty] | 3.8982 |  |  | Soil | 1.7325 | 1.7325 | 1.7325 | HVAC_reheat | 29202523.898 |  |  |  | 761847407.7178 |  |  |  | 206375843.634 |  |  |  | Soil | 1.7325 | 1.7325 | 1.7325
[11 empty] | 133.3349 |  |  | Soil Amendments | 59.2599 | 59.2599 | 59.2599 | [11 empty] | FOR GRAPHING |  | Soil Amendments | 59.2599 | 59.2599 | 59.2599
[11 empty] | 1.214 |  |  | Neem Oil | 0.53957 | 0.53957 | 0.53957 | [11 empty] | Increase Temps 20% |  | Neem Oil | 0.53957 | 0.53957 | 0.53957
[11 empty] | 0.0081187 |  |  | Neem Oil (water) | 0.0036083 | 0.0036083 | 0.0036083 | [11 empty] | Decrease Temps 20% |  | Neem Oil (water) | 0.0036083 | 0.0036083 | 0.0036083
[11 empty] | 0.19629 |  |  | Neem Oil (Soap) | 0.08724 | 0.08724 | 0.08724 | [11 empty] | Baseline Temps |  | Neem Oil (Soap) | 0.08724 | 0.08724 | 0.08724
[11 empty] | 7.3918 |  |  | Fungicides | 7.3918 | 7.3918 | 7.3918 | [13 empty] | Fungicides | 7.3918 | 7.3918 | 7.3918
[11 empty] | 51.7708 |  |  | Extractor Fan Electricity | 70.1299 | 70.1299 | 70.1299 | [13 empty] | Extractor Fan Electricity | 70.1299 | 70.1299 | 70.1299
[11 empty] | 51.7708 |  |  | Intake Fan Electricity | 70.1299 | 70.1299 | 70.1299 | [13 empty] | Intake Fan Electricity | 70.1299 | 70.1299 | 70.1299
[11 empty] | 64.5087 |  |  | Circulation Fan Electricity | 87.385 | 87.385 | 87.385 | [13 empty] | Circulation Fan Electricity | 87.385 | 87.385 | 87.385
[11 empty] | 1.3034 |  |  | Waste | 0.60331 | 0.60331 | 0.60331 | [13 empty] | Waste | 0.60331 | 0.60331 | 0.60331
[11 empty] | 43.6961 |  |  | Secondary Air Conditioning | 82.7545 | 76.5519 | 79.668 | [13 empty] | Secondary Air Conditioning | 80.0078 | 79.3206 | 79.668
[11 empty] | 0 |  |  | Secondary Dehumidification | 616.3776 | 0 | 0 | [13 empty] | Secondary Dehumidification | 0 | 0 | 0
[11 empty] | 0.11577 |  |  | Secondary Heating | 6.2919 | 12.7474 | 9.1704 | [13 empty] | Secondary Heating | 8.9288 | 9.4084 | 9.1704
[11 empty] | 3839.0485 |  |  |  | 4297.7949 | 4764.8446 | 4080.4927 | [14 empty] | 4123.8979 | 4026.5088 | 4080.4927
Temperature Study Running 5 cities
Matlab I # | Value | City | State | File # | -20% | Baseline | 20
265 | Min | Long Beach | CA | 722970 | 2637.5843 | 2233.5748 | 2467.8249
750 | Medium | Portland | ME | 726060 | 3182.018 | 3261.7842 | 3777.9032
876 | Medium | Portland | OR | 726986 | 2751.1 | 2748.6367 | 3301.5299 | [24 empty] | **20% here is 20% on higher AND lower bounds
509 | Higher | Denver/Golden | CO | 724666 | 3518.8404 | 3916.8153 | 4589.5937 | [7 empty] | Miami, FL | [16 empty] | Miami, FL
84 | Higher | Miami | FL | 722020 | 4820.5317 | 3839.0485 | 3161.9129 | [7 empty] | Temperature Range lower 20% | Temperature Range Higher 20% | Baseline Temperature Values | [14 empty] | Temperature Range Shrink 20% | Temperature Range Expand 20% | Baseline Temperature Values
[14 empty] | Simple Heating Load | 15.975 | 164.1524 | 46.4288 | [13 empty] | Simple Heating Load | 43.5588 | 46.7363 | 46.4288
[14 empty] | Simple Cooling Load | 4.5159 | 7.1479 | 5.4898 | [13 empty] | Simple Cooling Load | 5.5385 | 5.9023 | 5.4898
[14 empty] | Heating (Heat+Hum) | 12.3686 | 117.9928 | 44.5096 | [13 empty] | Heating (Heat+Hum) | 46.5534 | 41.7371 | 44.5096
[14 empty] | Humidification (Heat+Hum) | 4.6249 | 61.1676 | 19.6364 | [13 empty] | Humidification (Heat+Hum) | 20.9531 | 18.2766 | 19.6364
[14 empty] | Humidification | 0.4205 | 0.52855 | 0.20623 | [13 empty] | Humidification | 0.22014 | 0.31095 | 0.20623
[14 empty] | Humidification (Hum+Cool) | 0.13872 | 0.00038837 | 0.39789 | [13 empty] | Humidification (Hum+Cool) | 0.4331 | 0.33825 | 0.39789
[14 empty] | Cooling (Hum+Cool) | 1.1361 | 0.0036434 | 1.0073 | [13 empty] | Cooling (Hum+Cool) | 1.0615 | 0.87018 | 1.0073
[14 empty] | Dehumidification (Electric) | 1764.0034 | 633.458 | 1257.0976 | [13 empty] | Dehumidification (Electric) | 1268.0224 | 1249.2625 | 1257.0976
[14 empty] | Dehumidification Reheat (NG) | 836.3336 | 450.61 | 735.3312 | [13 empty] | Dehumidification Reheat (NG) | 767.406 | 711.6771 | 735.3312
[14 empty] | Electricity from Lights | 791.1283 | 791.1283 | 791.1283 | [13 empty] | Electricity from Lights | 791.1283 | 791.1283 | 791.1283
[14 empty] | Water for Plants | 0.83282 | 0.83282 | 0.83282 | [13 empty] | Water for Plants | 0.83282 | 0.83282 | 0.83282
|  | Long Beach, CA | [11 empty] | Irrigation Pumping Load | 0.51047 | 0.51047 | 0.51047 | [13 empty] | Irrigation Pumping Load | 0.51047 | 0.51047 | 0.51047
|  | Input Variable Values |  |  | Resulting GWP | [8 empty] | Water Heating Load | 0.67632 | 0.67632 | 0.67632 | [13 empty] | Water Heating Load | 0.67632 | 0.67632 | 0.67632
|  | Low | Baseline | High | -20% | Baseline | 20 | [6 empty] | CO2 | 730.2586 | 730.2586 | 730.2586 | [13 empty] | CO2 | 730.2586 | 730.2586 | 730.2586
| Annual CO2 (kg CO2/yr) | 1119560.5522 | 1399450.6902 | 1679340.8282 | 2087.5231 | 2233.5748 | 2379.6265 |  |  |  |  | 164.1524 |  | Ammonium Nitrate (N) | 0.93185 | 0.93185 | 0.93185 | [13 empty] | Ammonium Nitrate (N) | 0.93185 | 0.93185 | 0.93185
| Annual Lighting Load (Wh/yr) | 2312598373.8954 | 2890747967.3693 | 3468897560.8432 | 2167.7141 | 2233.5748 | 2299.4354 |  |  |  |  | 7.1479 |  | Triple Superphosphate (P) | 0.45627 | 0.45627 | 0.45627 | [13 empty] | Triple Superphosphate (P) | 0.45627 | 0.45627 | 0.45627
| Humidity Range (shift all setpoints up or down) | 0.8 | 1 | 1.2 | 2708.271 | 2233.5748 | 2111.4952 |  |  |  |  | 117.9928 |  | Potassium Chloride (K) | 0.083979 | 0.083979 | 0.083979 | [13 empty] | Potassium Chloride (K) | 0.083979 | 0.083979 | 0.083979
| Air Changes Per Hour | 24 | 30 | 36 | 1910.1273 | 2233.5748 | 2561.6694 |  |  |  |  | 61.1676 |  | Soil | 1.7325 | 1.7325 | 1.7325 | [13 empty] | Soil | 1.7325 | 1.7325 | 1.7325
| Temperature Range (shift all setpoints up or down) | 0.8 | 1 | 1.2 | 2637.5843 | 2233.5748 | 2467.8249 |  |  |  |  | 0.52855 |  | Soil Amendments | 59.2599 | 59.2599 | 59.2599 | [13 empty] | Soil Amendments | 59.2599 | 59.2599 | 59.2599
0.00038837
[12 empty] | 0.0036434 |  | Neem Oil | 0.53957 | 0.53957 | 0.53957 | [13 empty] | Neem Oil | 0.53957 | 0.53957 | 0.53957
|  | Portland, ME | [9 empty] | 633.458 |  | Neem Oil (water) | 0.0036083 | 0.0036083 | 0.0036083 | [13 empty] | Neem Oil (water) | 0.0036083 | 0.0036083 | 0.0036083
|  | Input Variable Values |  |  | Resulting GWP | [6 empty] | 450.61 |  | Neem Oil (Soap) | 0.08724 | 0.08724 | 0.08724 | [13 empty] | Neem Oil (Soap) | 0.08724 | 0.08724 | 0.08724
|  | Low | Baseline | High | -20% | Baseline | 20 |  |  |  |  | 631.6196 |  | Fungicides | 7.3918 | 7.3918 | 7.3918 | [13 empty] | Fungicides | 7.3918 | 7.3918 | 7.3918
| Annual CO2 (kg CO2/yr) | 1119560.5522 | 1399450.6902 | 1679340.8282 | 3115.7325 | 3261.7842 | 3407.836 |  |  |  |  | 1.8738 |  | Extractor Fan Electricity | 51.7708 | 51.7708 | 51.7708 | [13 empty] | Extractor Fan Electricity | 51.7708 | 51.7708 | 51.7708
| Annual Lighting Load (Wh/yr) | 2312598373.8954 | 2890747967.3693 | 3468897560.8432 | 3191.7191 | 3261.7842 | 3331.8494 |  |  |  |  | 1.1485 |  | Intake Fan Electricity | 51.7708 | 51.7708 | 51.7708 | [13 empty] | Intake Fan Electricity | 51.7708 | 51.7708 | 51.7708
| Humidity Range (shift all setpoints up or down) | 0.8 | 1 | 1.2 | 3400.3334 | 3261.7842 | 3336.1355 |  |  |  |  | 1.5217 |  | Circulation Fan Electricity | 64.5087 | 64.5087 | 64.5087 | [13 empty] | Circulation Fan Electricity | 64.5087 | 64.5087 | 64.5087
| Air Changes Per Hour | 24 | 30 | 36 | 2775.0695 | 3261.7842 | 3787.1381 |  |  |  |  | 730.2586 |  | Waste | 0.60331 | 0.60331 | 0.60331 | [13 empty] | Waste | 0.60331 | 0.60331 | 0.60331
| Temperature Range (shift all setpoints up or down) | 0.8 | 1 | 1.2 | 3182.018 | 3261.7842 | 3777.9032 |  |  |  |  | 2.0967 |  | Secondary Air Conditioning | 67.4367 | 62.8815 | 65.1595 | [13 empty] | Secondary Air Conditioning | 65.4104 | 64.9086 | 65.1595
1.0266
[12 empty] | 0.18895 |  | Secondary Dehumidification | 477.3596 | 0 | 0 | [13 empty] | Secondary Dehumidification | 433.0537 | 0 | 0
|  | Portland, OR | [9 empty] | 3.8982 |  | Secondary Heating | 0.0388 | 0.37023 | 0.11577 | [13 empty] | Secondary Heating | 0.1146 | 0.11827 | 0.11577
|  | Input Variable Values |  |  | Resulting GWP | [6 empty] | 133.3349 |  |  | 4946.8987 | 3260.86 | 3937.9273 | [14 empty] | 4414.8728 | 3902.6852 | 3937.9273
|  | Low | Baseline | High | -20% | Baseline | 20 |  |  |  |  | 1.214
| Annual CO2 (kg CO2/yr) | 1119560.5522 | 1399450.6902 | 1679340.8282 | 2602.5849 | 2748.6367 | 2894.6884 |  |  |  |  | 0.0081187
| Annual Lighting Load (Wh/yr) | 2312598373.8954 | 2890747967.3693 | 3468897560.8432 | 2667.1752 | 2748.6367 | 2830.0981 |  |  |  |  | 0.19629
| Humidity Range (shift all setpoints up or down) | 0.8 | 1 | 1.2 | 2853.285 | 2748.6367 | 2857.3716 |  |  |  |  | 7.3918
| Air Changes Per Hour | 24 | 30 | 36 | 2348.4821 | 2748.6367 | 3158.0621 |  |  |  |  | 51.7708
| Temperature Range (shift all setpoints up or down) | 0.8 | 1 | 1.2 | 2751.1 | 2748.6367 | 3301.5299 |  |  |  |  | 51.7708
64.5087
1.3034
|  | Denver, CO | [9 empty] | 41.3499
|  | Input Variable Values |  |  | Resulting GWP | [6 empty] | 0
|  | Low | Baseline | High | -20% | Baseline | 20 |  |  |  |  | 0.37023
| Annual CO2 (kg CO2/yr) | 1119560.5522 | 1399450.6902 | 1679340.8282 | 3770.7636 | 3916.8153 | 4062.867 |  |  |  |  | 3161.9129
| Annual Lighting Load (Wh/yr) | 2312598373.8954 | 2890747967.3693 | 3468897560.8432 | 3745.694 | 3916.8153 | 4087.9365
| Humidity Range (shift all setpoints up or down) | 0.8 | 1 | 1.2 | 3772.9909 | 3916.8153 | 4172.1039
| Air Changes Per Hour | 24 | 30 | 36 | 3366.2161 | 3916.8153 | 4463.6202
| Temperature Range (shift all setpoints up or down) | 0.8 | 1 | 1.2 | 3518.8404 | 3916.8153 | 4589.5937
Miami, FL
|  | Input Variable Values |  |  | Resulting GWP
|  | Low | Baseline | High | -20% | Baseline | 20
| Annual CO2 (kg CO2/yr) | 1119560.5522 | 1399450.6902 | 1679340.8282 | 3692.9968 | 3839.0485 | 3985.1002
| Annual Lighting Load (Wh/yr) | 2312598373.8954 | 2890747967.3693 | 3468897560.8432 | 3712.7246 | 3839.0485 | 3965.3724
| Humidity Range (shift all setpoints up or down) | 0.8 | 1 | 1.2 | 4902.0061 | 3839.0485 | 3272.0373
| Air Changes Per Hour | 24 | 30 | 36 | 3311.2469 | 3839.0485 | 4406.9389
| Temperature Range (shift all setpoints up or down) | 0.8 | 1 | 1.2 | 4820.5317 | 3839.0485 | 3161.9129
| 265 | Long Beach | CA | 722970
| 750 | Portland | ME | 726060
| 876 | Portland | OR | 726986
| 509 | Denver/Golden | CO | 724666
| 84 | Miami | FL | 722020
|  |  | Matlab File Name | Sensitivity | eGrid26regionstotal | eGrid2020 | sensitivity (miami)
|  | ng | Simple Heating Load | 151.1546 | 151.1546 | 65.9701 | 46.4288 | 46.4288 |  | 1 |  |  |  | 46.4288
|  | elec | Simple Cooling Load | 13.0924 | 13.0924 | 11.4691 | 5.4898 | 5.4898 | 2 | 2 |  |  |  | 5.0566
|  | ng | Heating (Heat+Hum) | 970.5872 | 970.5872 | 1953.1241 | 44.5096 | 44.5096 |  | 3 |  |  |  | 44.5096
|  | ng | Humidification (Heat+Hum) | 606.1164 | 606.1164 | 7.3848 | 19.6364 | 19.6364 |  | 4 |  |  |  | 19.6364
|  | ng | Humidification | 11.4789 | 11.4789 | 29.2245 | 0.20623 | 0.20623 |  | 5 |  |  |  | 0.20623
|  | ng | Humidification (Hum+Cool) | 17.8805 | 17.8805 | 96.7737 | 0.39789 | 0.39789 |  | 6 |  |  |  | 0.39789
|  | elec | Cooling (Hum+Cool) | 62.0035 | 62.0035 | 39.2051 | 1.0073 | 1.0073 | 7 | 7 |  |  |  | 0.9278
|  | elec | Dehumidification (Electric) | 31.7907 | 31.7907 | 27.5325 | 1257.0976 | 1257.0976 | 8 | 8 |  |  |  | 1157.8907
|  | ng | Dehumidification Reheat (NG) | 24.4354 | 24.4354 | 904.192 | 735.3312 | 735.3312 |  | 9 |  |  |  | 735.3312
|  |  | Electricity from Lights | 855.6063 | 855.6063 | 1.8738 | 631.6196 | 631.6196 | 10 | 10 |  |  |  | 581.7738
|  |  | Water for Plants | 1.8738 | 1.8738 | 1.9187 | 1.8738 | 1.8738 |  | 11 |  |  |  | 1.8738
|  |  | Irrigation Pumping Load | 1.5558 | 1.5558 | 2.5421 | 1.1485 | 1.1485 | 12 | 12 |  |  |  | 1.0579
|  |  | Water Heating Load | 2.0614 | 2.0614 | 730.2586 | 1.5217 | 1.5217 | 13 | 13 |  |  |  | 1.4016
|  |  | CO2 | 730.2586 | 730.2586 | 2.0967 | 730.2586 | 730.2586 |  | 14 |  |  |  | 730.2586
|  |  | Ammonium Nitrate (N) | 2.0967 | 2.0967 | 1.0266 | 2.0967 | 2.0967 |  | 15 |  |  |  | 2.0967
|  |  | Triple Superphosphate (P) | 1.0266 | 1.0266 | 0.18895 | 1.0266 | 1.0266 |  | 16 |  |  |  | 1.0266
|  |  | Potassium Chloride (K) | 0.18895 | 0.18895 | 3.8982 | 0.18895 | 0.18895 |  | 17 |  |  |  | 0.18895
|  |  | Soil | 3.8982 | 3.8982 | 133.3349 | 3.8982 | 3.8982 |  | 18 | mj | kg ng | kg co2 | 3.8982
|  |  | Soil Amendments | 133.3349 | 133.3349 | 1.214 | 133.3349 | 133.3349 |  | 19 | kg-bud | mj ng | kg ng | 133.3349
|  |  | Neem Oil | 1.214 | 1.214 | 0.0081187 | 1.214 | 1.214 |  | 20 |  |  |  | 1.214
|  |  | Neem Oil (water) | 0.0081187 | 0.0081187 | 0.19629 | 0.0081187 | 0.0081187 |  | 21 | 15279.2204 | 55.2 | 3.0582 | 0.0081187
|  |  | Neem Oil (Soap) | 0.19629 | 0.19629 | 7.3918 | 0.19629 | 0.19629 |  | 22 | 846.5102 |  |  | 0.19629
|  |  | Fungicides | 7.3918 | 7.3918 | 86.4862 | 7.3918 | 7.3918 |  | 23 |  |  |  | 7.3918
|  |  | Extractor Fan Electricity | 70.1299 | 70.1299 | 86.4862 | 51.7708 | 51.7708 | 24 | 24 | kWh | kg CO2 |  | 47.6852
|  |  | Intake Fan Electricity | 70.1299 | 70.1299 | 107.7656 | 51.7708 | 51.7708 | 25 | 25 | kg-bud | kWh |  | 47.6852
|  |  | Circulation Fan Electricity | 87.385 | 87.385 | 1.3034 | 64.5087 | 64.5087 | 26 | 26 |  |  |  | 59.4179
|  |  | Waste | 1.3034 | 1.3034 | 50.6786 | 1.3034 | 1.3034 |  | 27 | 4576.2396 | 0.46101 |  | 1.3034
|  |  | Secondary Air Conditioning | 49.4453 | 49.4453 | 0 | 43.6961 | 43.6961 | 28 | 28 | 1943.1989 |  |  | 40.2477
|  |  | Secondary Dehumidification | 0 | 0 | 12.1292 | 0 | 0 | 29 | 29 |  | 0.42463 |  | 0
|  |  | Secondary Heating | 7.0951 | 9.1704 | 0.005444 | 0.059269 | 0.059269 | 30 | 30 |  |  |  | 0.054592
|  |  | Electricity Intensity |  |  |  | 4576.2396 | 4576.2396 |  | 31 | kWh/kg-bud |  |  | 4576.2396
|  |  | Natural Gas Intensity |  |  |  | 152528.1012 | 15279.2204 |  | 32 | MJ/kg-bud |  |  | 15279.2204
| This file has max NG of 192000 |  | GHG Total | 3914.74 | 3916.8153 | 4365.6794 | 3838.992 | 3838.992 |  | 33
| This file has max NG of 192000 | Excel File Name | [7 empty] | 34
| This is the file that has a NG max of 66,000 | Revised 2 | 3914.74 | [6 empty] | 35
|  | Revised | 3916.8153 | [6 empty] | 36
|  | 26RegionsTotal(Orig) | 3929.5837 | [6 empty] | 37
Run Sensitivity Analysis

## Figures
| Q min heat | Q min cool | % change cooling
0-5 | 360000000 | 1049820281.479
0-10 | 389945408.3681 | 646128744.8855 | 38.45%
0-15 | 408402956.6088 | 447005414.2841 | 30.82%
0-20 | 412624869.2485 | 354783095.3263 | 20.63%
0-25 | 414000993.7957 | 300074096.9552 | 15.42%
0-30 | 414967311.1651 | 259179004.5705 | 13.63%
0-35 | 416003422.6777 | 227481858.6521 | 12.23%
0-40 | 416321492.9509 | 204388606.1734 | 10.15%
0-45 | 416477703.443 | 187914862.8248 | 8.06%
0-50 | 416704027.7957 | 174500325.5859 | 7.139%
0-55 | 417485398.3709 | 163976991.7375 | 6.031%
0-60 | 417610009.338 | 156719764.9336 | 4.426%
**All taken at step size of 1
| Variable | Value | Units
| Facility Size | 1376 | m2 |  |  | Global Warming Potential (kg CO2-eq/kg-dry flower)
| Grow Area | 938.1818 | m2 |  | Simple Heating Load | 136.1148
| Plant Density | 2.691 | plants/m2 |  | Simple Cooling | 12.3739
| Air Changes per hour | 30 |  |  | Heating and Humidification Load | 1109.9256
| Plant Yield | 0.439 | kg-flower/m2-cycle |  | Cooling and Dehumidification Load | 8.2856
| Biofungicide | 488.2431 | kg/cycle |  | Auxilary Dehumidification Load | 15.5848
| Soil Amendments | 0.013769 | kg/cycle |  | Auxilary Air Conditioning Load | 61.6205
| Fertilizer | 17.6328 | kg/cycle |  | Electricity from Lights | 836.8804
| Neem oil for insecticide | 0.275 | kg/cycle |  | Water for Plants | 1.8738
| Soil | 0.032129 | m3/cycle |  | Irrigation Pumping Load | 1.5218
| Circulating Fan Power | 36.0839 | HP |  | Water Heating Load | 2.0163
| Pump Power | 0.0037489 | kWh/gallon |  | CO2 | 573.978
| Water Amount | 1 | gal/plant-day |  | Fertilizer | 0.18895
| Extractor Fan Power | 28.9588 | HP |  | Soil | 3.8982
| Annual Transportation Trips | 97.8275 | trips/year |  | Soil Amendments | 133.3349
| Average Transportation Distance | 83 | miles |  | Fungicides | 7.3918
| Initial Water Temp | 16.3 | deg C |  | Pesticides | #REF!
| Delivered Water Temp | 19.7222 | deg C |  | Transportation | 836.8804
| Dehumidification Percent Recirculation | 25% | of total air changes |  | Extractor Fan Electricity | 68.5951 |  |  |  | long beach | portland maine | portland or | denver | miami | median of all | average of all | max | min
[5 empty] | Circulation Fan Electricity | 85.4725 |  |  |  | 2578.6895 | 3603.9419 | 3118.3227 | 4239.2094 | 4124.0696 | 3953.8286 | 3927.7992 | 5480.2204 | 2578.6895
[5 empty] | Landfill Burden | 5.4119
[8 empty] | max | min |  | http://static.ewg.org/reports/2011/meateaters/pdf/methodology_ewg_meat_eaters_guide_to_health_and_climate_2011.pdf
|  | lbs CO2/serving | Serving | [7 empty] | lbs CO2/lb consumable | kgs CO2/serving |  |  | Serving | Units
| Cannabis | 10.1254 | lbs CO2/kg-bud |  |  |  | "error" | 1.1643 | 1.0118 | Cannabis | 3927.7992 |  |  | cannabis | 0.75 | gram
| Beef | 6.61 | 4 oz. |  |  |  |  | 1552.4213 | 1349.1096 |  |  | 2.9459 |  | beer | 12 | oz beer | https://www.niaaa.nih.gov/what-standard-drink | [7 empty] | max | min
| Cheese | 2.45 | [6 empty] | [60[ | Beer | 0.83496 |  |  | wine | 5 | oz wine | [6 empty] | Cannabis | 2.9459 | 1.1643 | 1.0118
| Pork | 1.72 | [9 empty] | 0.28405 |  | spirits | 1.5 | oz whiskey | [6 empty] | Beer | 0.28405
| Poultry | 1.26 | [6 empty] | [59] | Wine | 1.7316 |  |  | cigarettes | 1 | pack | [6 empty] | Wine | 0.24546
| Eggs | 0.89 | [9 empty] | 0.24546 |  | lamb | 3 | oz | [6 empty] | Spirits | 0.13559
| Milk | 0.72 |  |  | 1.39 | grams/cigarette |  |  | [62] | Spirits | 1.478 |  |  | beef | 3 | oz | [5 empty] | ES&T source | Cigarettes | 0.014
| Rice | 0.16 | [9 empty] | 0.13559 |  | cheese | 1 | oz
| Legums | 0.11 | [6 empty] | [61] | Cigarettes | 14 |  |  | pork | 3 | oz | [6 empty] | Lamb | 3.0218
| Carrots | 0.07 | [9 empty] | 0.28 |  | farmed salmon | 3 | oz |  | kg co2 | cigarette | grams | lb |  | Beef | 2.0633
| Potatoes | 0.03 | [7 empty] | Lamb | 35.53 |  |  | turkey | 4 | oz |  | cigarette | 1 grams | lb | kg |  | Turkey | 0.77913
[12 empty] | 3.0218 |  | chicken | 4 | oz | [6 empty] | Pork | 0.70539
[10 empty] | Beef | 24.26 |  |  | canned tuna | 2 | oz | [6 empty] | Farmed Salmon | 0.73701
[12 empty] | 2.0633 |  | eggs | 56 | grams | https://fns-prod.azureedge.net/sites/default/files/nutrition_insights_uploads/insight11.pdf | [5 empty] | Potatoes | 0.464
[10 empty] | Cheese | 11.699 |  |  | potatoes | 1 | cup | **DIDN'T USE IN FIGURE | [5 empty] | Milk | 0.42115
[12 empty] | 0.33166 |  | rice | 0.25 | cup | [6 empty] | Chicken | 0.4071
[10 empty] | Pork | 8.294 |  |  | nuts | 32 | grams | **1 oz | [5 empty] | Yogurt | 0.37421
[12 empty] | 0.70539 |  | yogurt | 6 | oz | [6 empty] | Cheese | 0.33166
[10 empty] | Farmed Salmon | 8.6657 |  |  | tofu | 80 | grams | [6 empty] | Canned Tuna | 0.23513
[12 empty] | 0.73701 |  | milk | 1 | cup | [6 empty] | Eggs | 0.20104
[10 empty] | Turkey | 6.8707 |  |  | peanut butter | 30 | grams | [6 empty] | Tofu | 0.094088
[12 empty] | 0.77913 |  | broccoli | 100 | grams | [6 empty] | Rice | 0.085507
[10 empty] | Chicken | 3.59 |  |  | tomatoes | 100 | grams | [6 empty] | Broccoli | 0.086657
|  |  | kg | m^3 | 1000 L | [6 empty] | 0.4071 |  | lentils | 50 | grams | [6 empty] | Nuts | 0.05744
|  |  | liter | kg | m^3 | 0.79 | tonnes CO2/million cigs |  |  | Canned Tuna | 4.147 |  |  | https://nutritiondata.self.com/facts/poultry-products/768/2 | [8 empty] | Peanut Butter | 0.0576
[6 empty] | 0.00079 | kgs/cig |  |  |  |  | 0.23513 | [10 empty] | Tomatoes | 0.04951
|  |  | 3188.8 | grams CO/6-pack | [5 empty] | Eggs | 3.59 | [11 empty] | Lentils | 0.021696
|  |  | 72 | oz/6-pack | [7 empty] | 0.20104
|  |  | 44.2889 | grams CO2/oz | [5 empty] | Potatoes | 3.094
|  |  | 1.5622 | [8 empty] | 0.464
[10 empty] | Rice | 2.166 | [11 empty] | Cannabis | 2.9459
|  |  | 0.75 | L | [7 empty] | 0.085507 | [10 empty] | Beer | 0.28405
|  |  | kg | cig | oz | lb |  |  |  | Nuts | 1.795 | [11 empty] | Wine | 0.24546
|  |  | cig | 2 oz | lb | kg | [5 empty] | 0.05744 | [10 empty] | Spirits | 0.13559
[10 empty] | Yogurt | 2.2 | [11 empty] | Cigarettes | 0.014
0.37421
|  |  | lb | 5.57 oz | 0.5 cup | lb |  |  |  | Tofu | 1.1761 | [10 empty] | 35.5 | Lamb | 3.0192
|  |  | lb | cup |  | oz | [5 empty] | 0.094088 | [9 empty] | 24.236 | Beef | 2.0612
[10 empty] | Milk | 0.92847 | [10 empty] | 6.9342 | Turkey | 0.78633
[12 empty] | 0.42115 | [9 empty] | 8.3188 | Farmed Salmon | 0.73533
[10 empty] | Peanut Butter | 1.92 | [10 empty] | 8.646 | Pork | 0.7075
| Cattle Industry in Colorado | [10 empty] | 0.0576 | [9 empty] | 3.6026 | Chicken | 0.40853
| 1.25 | million metric tonnes methane |  | [41] or [58] depending on if draft doc can be used | 2015 MMT CO2-eq |  |  |  |  | Broccoli | 0.86657 | [10 empty] | 4.1266 | Canned Tuna | 0.23397
Beef | 35000000 | kg co2-eq |  | Electric Power | 36.283 | 28.58% | [5 empty] | 0.086657 | [9 empty] | 3.6026 | Eggs | 0.20175
CO Cannabis | 2278176514.8967 | kg co2-eq |  | Transportation | 28.168 | 22.19% |  |  |  | Tomatoes | 0.4951 | [10 empty] | 0.9852 | Tofu | 0.078816
| 2278176.5149 | tonnes CO2-eq |  | Resident, Commerical & Industrial Fuel Use | 25.692 | 20.24% | [5 empty] | 0.04951
| 2.2782 | million metric tonnes CO2-eq |  | Natural Gas & Oil Systems | 15.619 | 12.3% |  |  |  | lentils | 0.43392 | [10 empty] | 0.9825 | Milk | 0.44566
|  |  |  | Agriculture | 10.66 | 8.396% | [5 empty] | 0.021696 | [9 empty] | 11.725 | Cheese | 0.3324
|  |  |  | Coal Mining & Abandoned Mines | 1.851 | 1.458% | [15 empty] | 1.1135 | Yogurt | 0.1894
|  |  |  | Industrial Processes | 4.508 | 3.551%
|  |  |  | Waste Management | 4.186 | 3.297%
126.967
|  |  |  | Cannabis Cultivation | 2.2782 | MMT CO2-eq
% Reduction
[12 empty] | Acidification | 98.41% | [9 empty] | Cannabis | 6.4945
|  |  | Global Warming Potential | [8 empty] | Ecotoxicity | 98.76% | [9 empty] | Beer | 0.62622
|  |  | Indoor | Outdoor | [7 empty] | Eutrophication | 98.65% |  |  | 5500 | thousand MWh | [5 empty] | Wine | 0.54114
|  | Climate Control | 2312.6497 | 58.4883 | [7 empty] | Global Warming | 98.47% |  |  | 2746412235.7577 | Wh/yr | [5 empty] | Spirits | 0.29892
|  | Electricity from Lights | 836.8804 | 3.7694 | [7 empty] | Human Health - carcinogenics | 98.61% |  |  | 1630393.526 | Wh/kg-bud | [5 empty] | Cigarettes | 0.61729
|  | Irrigation | 5.4119 | 5.7226 | [7 empty] | Human Health - non-carcinogenics | 98.81% |  |  | 1630.3935 | kWh/kg-bud | [5 empty] | Lamb | 6.6619
|  | CO2 | 573.978 | 1.61 | [7 empty] | Ozone Depletion | 97.96% |  |  | 739.5349 | kWh/lb-bud | [5 empty] | Beef | 4.5488
|  | Nutrients | 136.6471 | 0.042855 | [7 empty] | Photochemical ozone formation | 98.75% |  |  | 876183251.5939 | kWh/yr-colorado | [5 empty] | Cheese | 0.73119
|  | Soil | 3.8982 | 0.0013977 | [7 empty] | Resource depletion - fossil fuels | 97.82% |  |  | 876.1833 |  |  |  |  | 1.0596 | 0.099403 | Pork | 1.5551
|  | Plant Protection | 16.1669 | 0.66493 | [7 empty] | Respiratory effects | 98.58% |  |  | 0.87618 | thousand MWH for cannabis | [5 empty] | Turkey | 1.7177
[23 empty] | Chicken | 0.8975
|  |  | 3885.6323 | 70.2995 | [17 empty] | 0.4264 | Canned Tuna | 0.51838
|  | should equal | 4592.7971 | 70.2995 | [18 empty] | Eggs | 0.44322
[23 empty] | Potatoes | 1.023
[23 empty] | Rice | 0.18851
[23 empty] | Nuts | 0.12663
[23 empty] | Tofu | 0.20743
[23 empty] | Milk | 0.92847
% Reduction
|  | Acidification | 98.41%
|  | Ecotoxicity | 98.76%
|  | Eutrophication | 98.65%
|  | Global Warming | 98.47% | [9 empty] | 2.1 | million metric tonnes
|  | Human Health - carcinogenics | 98.61% | [9 empty] | 4239.2094 | kg CO2e/kg-bud
|  | Human Health - non-carcinogenics | 98.81% | [9 empty] | 1184776 | lbs usable marijuana
|  | Ozone Depletion | 97.96% | [9 empty] | 537405.9929 | kgs usable marijuana
|  | Photochemical ozone formation | 98.75% | [9 empty] | 2278176514.8967 | kg CO2e/year
|  | Resource depletion - fossil fuels | 97.82% | [9 empty] | 2278176.5149 | tonnes CO2e/year
|  | Respiratory effects | 98.58% | [8 empty] | USED IN PAPER | 2.2782 | million metric tonnes CO2e/year from cannabis
[13 empty] | 126.967 | million metric tonnes CO2e per year for CO in 2015
[13 empty] | 0.8 | % assumed GHG reductions if moved outside
[12 empty] | USED IN PAPER | 1.435% | that marijuana is of total CO annual emissions
|  | 4592.7971 | lbs CO2/lb bud
|  | 1184776 | lbs bud/yr-colorado | [8 empty] | https://drive.google.com/file/d/1120LdxmecGTuf7uil9l6YmjOQonYOnxV/view |  |  |  |  | [58]
|  | 5441435794.6624 | lbs CO2/yr
|  | 2720717.8973 | tons CO2/yr
|  | 2720717.8973 | tonnes CO2/yr
|  | 2.7207 | MMT co2/yr
|  | 10.16 | total ag
2.142%
0.26779
|  | Electricity Generation | 0.29
|  | Transportation | 0.22
|  | Building Fuel Use | 0.2
|  | Coal Mining | 0.01
|  | Waste Management | 0.03
|  | Industrial Processes | 0.03
|  | Agriculture | 0.08
|  | Oil & Gas Production | 0.12
|  | Indoor Cannabis | 0.021423
Location Case Study
|  | From CannabiseGrid26RegionsTotal | [6 empty] | Original Categories
Matlab I # | Value | City | State | File # | GWP (kg CO2e/kg-bud) |  |  |  | Long Beach, CA | Portland, OR | Portland, ME | Miami, FL | Denver, CO | Detroit, MI | Barrow, AK | Kaneohe Bay, HI |  | Mills | California
265 | Min | Long Beach | CA | 722970 | 2578.6895 |  | HVAC_heating | Simple Heating Load | 231.0583 | 236.7368 | 205.7442 | 46.4288 | 151.1546 | 201.815 | 136.0184 | 30.7271 |  | Lighting | 604800% | 46.91%
750 | Medium | Portland | ME | 726060 | 3603.9419 |  | HVAC_cooling | Simple Cooling Load | 3.5711 | 3.2786 | 0.8942 | 5.3161 | 12.8059 | 4.2666 | 0 | 23.0163 |  | Fans | 164600% | 12.77%
876 | Medium | Portland | OR | 726986 | 3118.3227 |  | HVAC_hh_heat | Heating (Heat+Hum) | 219.1696 | 726.9023 | 1068.973 | 44.5096 | 970.5872 | 938.5935 | 2734.0771 | 2.0473 |  | Heat | 10900% | 0.8455% | [6 empty] | 151.1546 | 231.0583
509 | Higher | Denver/Golden | CO | 724666 | 4239.2094 |  | HVAC_hh_vap | Humidification (Heat+Hum) | 81.3458 | 220.8688 | 423.5576 | 19.6364 | 606.1164 | 377.0225 | 832.3214 | 0.7046 |  | AC | 272600% | 21.14% | [6 empty] | 12.8059 | 3.5711
84 | Higher | Miami | FL | 722020 | 4124.0696 |  | HVAC_humid | Humidification | 2.9033 | 0.58784 | 0.31352 | 0.20623 | 11.4789 | 0.16434 | 0 | 0 |  | Water | 9600% | 0.7446% | [6 empty] | 970.5872 | 219.1696
6 | Higher | Barrow | AK | 700260 | 5395.6235 |  | HVAC_hc_humid | Humidification (Hum+Cool) | 3.1704 | 1.0289 | 0.20408 | 0.39789 | 17.8805 | 0.10623 | 0 | 0 |  | Dehumidification | 226700% | 17.58% | [6 empty] | 606.1164 | 81.3458
1003 | Higher | Kaneohe Bay | HI | 911760 | 5480.2204 |  | HVAC_hc_cool | Cooling (Hum+Cool) | 3.5193 | 3.0976 | 0.42672 | 0.97542 | 60.6465 | 0.58814 | 0 | 0 | [10 empty] | 11.4789 | 2.9033
631 | Higher | Detroit | MI | 725370 | 4406.7828 |  | HVAC_dehum | Dehumidification (Electric) | 123.9579 | 52.6175 | 80.4874 | 1217.3199 | 31.0949 | 318.9657 | 0.22189 | 1952.5397 | [10 empty] | 17.8805 | 3.1704
[7 empty] | HVAC_reheat | Dehumidification Reheat (NG) | 240.691 | 78.0822 | 129.1837 | 735.3312 | 24.4354 | 178.8834 | 0.73914 | 759.6251 | [10 empty] | 60.6465 | 3.5193
[8 empty] | Electricity from Lights | 325.5529 | 420.0011 | 344.6858 | 611.6336 | 836.8804 | 863.2008 | 345.1694 | 1102.3341 | [10 empty] | 31.0949 | 123.9579
|  | HVAC_cooling | simple cooling | electric | 46.4288 |  |  | Water for Plants | 1.8738 | 1.8738 | 1.8738 | 1.8738 | 1.8738 | 1.8738 | 1.8738 | 1.8738 | [10 empty] | 24.4354 | 240.691
|  | HVAC_heating | simple heating | nat gas | 5.4898 |  |  | Irrigation Pumping Load | 0.59199 | 0.76374 | 0.62678 | 1.1122 | 1.5218 | 1.5697 | 0.62766 | 2.0045 | [10 empty] | 836.8804 | 325.5529
|  | HVAC_hh_heat_1 | simple heating | nat gas | 44.5096 |  |  | Water Heating Load | 0.78434 | 1.0119 | 0.83043 | 1.4736 | 2.0163 | 2.0797 | 0.8316 | 2.6558 | [10 empty] | 1.8738 | 1.8738
|  | HVAC_hh_vap | humidification | nat gas | 19.6364 |  |  | CO2 | 573.978 | 573.978 | 573.978 | 573.978 | 573.978 | 573.978 | 573.978 | 573.978 | [10 empty] | 1.5218 | 0.59199
|  | HVAC_dehumid | humidification | electric | 0.20623 |  |  | Ammonium Nitrate (N) | 2.0967 | 2.0967 | 2.0967 | 2.0967 | 2.0967 | 2.0967 | 2.0967 | 2.0967 | [10 empty] | 2.0163 | 0.78434
|  | HVAC_heat_temp | simple heating | nat gas | 0.39789 |  |  | Triple Superphosphate (P) | 1.0266 | 1.0266 | 1.0266 | 1.0266 | 1.0266 | 1.0266 | 1.0266 | 1.0266 | [10 empty] | 573.978 | 573.978
|  | HVAC_humid | humidification | nat gas | 1.0073 |  |  | Potassium Chloride (K) | 0.18895 | 0.18895 | 0.18895 | 0.18895 | 0.18895 | 0.18895 | 0.18895 | 0.18895 | [10 empty] | 2.0967 | 2.0967
|  | HVAC_humid_temp | humidification | nat gas | 1257.0976 |  |  | Soil | 3.8982 | 3.8982 | 3.8982 | 3.8982 | 3.8982 | 3.8982 | 3.8982 | 3.8982 | [10 empty] | 1.0266 | 1.0266
|  | HVAC_cool_temp | simple cooling | electric | 735.3312 |  |  | Soil Amendments | 133.3349 | 133.3349 | 133.3349 | 133.3349 | 133.3349 | 133.3349 | 133.3349 | 133.3349 | [10 empty] | 0.18895 | 0.18895
[5 empty] | 631.6196 |  |  | Neem Oil | 7.5106 | 7.5106 | 7.5106 | 7.5106 | 7.5106 | 7.5106 | 7.5106 | 7.5106 | [10 empty] | 3.8982 | 3.8982
[5 empty] | 1.8738 |  |  | Neem Oil (water) | 0.050226 | 0.050226 | 0.050226 | 0.050226 | 0.050226 | 0.050226 | 0.050226 | 0.050226 | [10 empty] | 133.3349 | 133.3349
|  | heat | vap |  | 1.1485 |  |  | Neem Oil (Soap) | 1.2143 | 1.2143 | 1.2143 | 1.2143 | 1.2143 | 1.2143 | 1.2143 | 1.2143 | [10 empty] | 7.5106 | 7.5106
|  | 65533000 | 19750000 | clone | 1.5217 |  |  | Fungicides | 7.3918 | 7.3918 | 7.3918 | 7.3918 | 7.3918 | 7.3918 | 7.3918 | 7.3918 | [10 empty] | 0.050226 | 0.050226
|  | 524000000 | 175000000 | veg | 730.2586 |  |  | Extractor Fan Electricity | 26.684 | 34.4255 | 28.2522 | 50.1327 | 68.5951 | 70.7524 | 28.2919 | 90.353 | [10 empty] | 1.2143 | 1.2143
[5 empty] | 2.0967 |  |  | Intake Fan Electricity | 26.684 | 34.4255 | 28.2522 | 50.1327 | 68.5951 | 70.7524 | 28.2919 | 90.353 | [10 empty] | 7.3918 | 7.3918
[5 empty] | 1.0266 |  |  | Circulation Fan Electricity | 33.2495 | 42.8957 | 35.2035 | 62.4675 | 85.4725 | 88.1607 | 35.2529 | 112.5839 | [10 empty] | 68.5951 | 26.684
[5 empty] | 0.18895 |  |  | Landfill Operations | 1.3034 | 1.3034 | 1.3034 | 1.3034 | 1.3034 | 1.3034 | 1.3034 | 1.3034 | [10 empty] | 68.5951 | 26.684
[5 empty] | 3.8982 |  |  | Landfill Emissions | 441.6808 | 441.6808 | 441.6808 | 441.6808 | 441.6808 | 441.6808 | 441.6808 | 441.6808 | [10 empty] | 85.4725 | 33.2495
[5 empty] | 133.3349 |  |  | Transportation to Landfill | 18.1813 | 18.1813 | 18.1813 | 18.1813 | 18.1813 | 18.1813 | 18.1813 | 18.1813 | [10 empty] | 1.3034 | 1.3034
[5 empty] | 1.214 |  |  | Secondary Air Conditioning | 20.9519 | 25.1383 | 18.9069 | 42.3134 | 48.3631 | 49.2477 | 8.6664 | 76.6503 | [10 empty] | 441.6808 | 441.6808
[8 empty] | Secondary Dehumidification | 0 | 0 | 0 | 0 | 0 | 0 | 0 | 0 | [10 empty] | 18.1813 | 18.1813
[8 empty] | Secondary Heating | 0.17938 | 1.8356 | 2.7747 | 0.057394 | 6.9398 | 5.9892 | 10.4889 | 0.00072961 | [10 empty] | 48.3631 | 20.9519
[8 empty] | Transportation, Lorry, to facility | 111.1061 | 111.1061 | 111.1061 | 111.1061 | 111.1061 | 111.1061 | 111.1061 | 111.1061 | [10 empty] | 0 | 0
[8 empty] | Transportation, Truck, to facility | 127.5102 | 127.5102 | 127.5102 | 127.5102 | 127.5102 | 127.5102 | 127.5102 | 127.5102 | [10 empty] | 6.9398 | 0.17938
[8 empty] | Tranportation, passenger vehicle, to facility | 7.383 | 7.383 | 7.383 | 7.383 | 7.383 | 7.383 | 7.383 | 7.383 | [10 empty] | 111.1061 | 111.1061
[8 empty] | Carbon Sequestered in product | -1.8333 | -1.8333 | -1.8333 | -1.8333 | -1.8333 | -1.8333 | -1.8333 | -1.8333 | [10 empty] | 127.5102 | 127.5102
[8 empty] | Carbon sequestered in landfill | -203.2707 | -203.2707 | -203.2707 | -203.2707 | -203.2707 | -203.2707 | -203.2707 | -203.2707 | [10 empty] | 7.383 | 7.383
[5 empty] | 0.0081187 |  |  |  | 2578.6895 | 3118.3227 | 3603.9419 | 4124.0696 | 4239.2094 | 4406.7828 | 5395.6235 | 5480.2204 | [10 empty] | -1.8333 | -1.8333
[27 empty] | -203.2707 | -203.2707
[27 empty] | 4239.2094 | 2578.6895
[27 empty] | 0 | 0
[5 empty] | 0.19629 |  |  |  | Condensed Categogries
[5 empty] | 7.3918 |  |  |  | Long Beach, CA | Portland, OR | Portland, ME | Miami, FL | Denver, CO | Detroit, MI | Barrow, AK | Kaneohe Bay, HI
[5 empty] | 51.7708 |  |  | HVAC Heating and Cooling | 457.3182 | 970.0153 | 1276.0381 | 97.23 | 1195.1943 | 1145.2633 | 2870.0955 | 55.7907
[5 empty] | 51.7708 |  |  | HVAC Humidity Management | 452.0684 | 353.1852 | 633.7463 | 1972.8917 | 691.0061 | 875.1422 | 833.2824 | 2712.8694
[5 empty] | 64.5087 |  |  | Grow Lights | 325.5529 | 420.0011 | 344.6858 | 611.6336 | 836.8804 | 863.2008 | 345.1694 | 1102.3341
[5 empty] | 1.3034 |  |  | Transportation | 264.1807 | 264.1807 | 264.1807 | 264.1807 | 264.1807 | 264.1807 | 264.1807 | 264.1807
[5 empty] | 43.6961 |  |  | Growth CO2 | 573.978 | 573.978 | 573.978 | 573.978 | 573.978 | 573.978 | 573.978 | 573.978
[5 empty] | 0 |  |  | Soil
[5 empty] | 0.11577 |  |  | Other | 267.7113 | 299.0823 | 273.433 | 366.2756 | 440.0898 | 447.1378 | 271.0373 | 533.1874
[5 empty] | 3839.0485 |  |  | Sequestered CO2 | -205.104 | -205.104 | -205.104 | -205.104 | -205.104 | -205.104 | -205.104 | -205.104
Fans
[8 empty] | Waste | 442.9842 | 442.9842 | 442.9842 | 442.9842 | 442.9842 | 442.9842 | 442.9842 | 442.9842
[8 empty] | Net GHGs | 2578.6895 | 3118.3227 | 3603.9419 | 4124.0696 | 4239.2094 | 4406.7828 | 5395.6235 | 5480.2204
[9 empty] | EQUAL | EQUAL | EQUAL | EQUAL | EQUAL | EQUAL | EQUAL | EQUAL
[8 empty] | Fans | 86.6175 | 111.7466 | 91.708 | 162.7329 | 222.6626 | 229.6655 | 91.8367 | 293.29
[8 empty] | Soil | 137.2331 | 137.2331 | 137.2331 | 137.2331 | 137.2331 | 137.2331 | 137.2331 | 137.2331
[8 empty] | Water | 3.2502 | 3.6495 | 3.3311 | 4.4596 | 5.4119 | 5.5232 | 3.3331 | 6.5341
[8 empty] | Nutrients | 3.3122 | 3.3122 | 3.3122 | 3.3122 | 3.3122 | 3.3122 | 3.3122 | 3.3122
[8 empty] | Plant Protection | 16.1669 | 16.1669 | 16.1669 | 16.1669 | 16.1669 | 16.1669 | 16.1669 | 16.1669
[8 empty] | Suppl. Air Conditioner | 20.9519 | 25.1383 | 18.9069 | 42.3134 | 48.3631 | 49.2477 | 8.6664 | 76.6503
[8 empty] | Suppl. Dehumidifier | 0 | 0 | 0 | 0 | 0 | 0 | 0 | 0
[8 empty] | Suppl. Heater | 0.17938 | 1.8356 | 2.7747 | 0.057394 | 6.9398 | 5.9892 | 10.4889 | 0.00072961
[9 empty] | 267.7113 | 299.0823 | 273.433 | 366.2756 | 440.0898 | 447.1378 | 271.0373 | 533.1874
[9 empty] | EQUAL | EQUAL | EQUAL | EQUAL | EQUAL | EQUAL | EQUAL | EQUAL
Air Exchange Analysis
|  | N | Long Beach, CA | Portland, ME | Portland, OR | Denver,CO | Miami, FL | Barrow, AK | Kaneohe Bay, HI | Detroit, MI
|  | 2 | 820.7905 | 925.147 | 997.0264 | 1904.4359 | 1497.4314 | 1000 | 1500 | 1250
|  | 5 | 1022.7393 | 1227.431 | 1247.5695 | 2248.3046 | 1856.2721 | 2000 | 2500 | 2250
|  | 10 | 1341.2487 | 1713.9248 | 1644.0354 | 2685.3408 | 2417.0963 | 3000 | 3500 | 3250
|  | 20 | 1885.0556 | 2594.5376 | 2326.0814 | 3666.494 | 3352.5503 | 4000 | 4500 | 4250
|  | 30 | 2246.5437 | 3281.5717 | 2783.7956 | 4080.4926 | 3937.9273 | 5000 | 5500 | 5250
|  | 40 | 2793.4035 | 4161.8072 | 3467.4456 | 4952.8707 | 4884.3115 | 6000 | 6500 | 6250 | 45.3395
|  | 50 | 3340.3371 | 5041.8956 | 4151.1868 | 5824.9509 | 5830.8507 | 7000 | 7500 | 7250 | 0
|  | 60 | 3887.27 | 5917.8507 | 4834.2023 | 6691.2017 | 6777.4711 | 8000 | 8500 | 8250 | 911.359
277.4405
0
|  |  | 189.8% | 245.3% | 194% | 149.2% | 180.4% |  |  |  | 0
0
0.073965
|  | Re-do for Paper | Long Beach, CA | Portland, OR | Portland, ME | Miami, FL | Denver, CO | Detroit, MI | Barrow, AK | Kaneohe Bay, HI | 0.24638
|  | 12 | 1790.0669 | 2219.7731 | 2117.2272 | 2763.8917 | 3047.5652 | 3166.2902 | 2932.6363 | 3910.4287 | 345.1694
|  | 60 | 4657.5821 | 6685.2417 | 5606.8242 | 7342.3302 | 7267.3803 | 7568.3415 | 10280.7111 | 9362.6837 | 1.8738
0.62766
|  |  | 160.2% | 201.2% | 164.8% | 165.7% | 138.5% | 139% | 250.6% | 139.4% | 0.8316
191.326
|  | N | Long Beach, CA | Portland, ME | Portland, OR | Denver,CO | Miami, FL | Barrow, AK | Kaneohe Bay, HI | Detroit, MI | 2.0967
|  | 10 | 1587.9175 | 1952.0248 | 1885.1185 | 2775.0143 | 2479.4154 | 2545.7694 | 3570.6355 | 2869.9506 | 1.0266
|  | 20 | 2187.9735 | 2886.5989 | 2635.3866 | 3355.315 | 3500.5434 | 4077.0874 | 4884.5111 | 3916.9027 | 0.18895
|  | 30 | 2578.6895 | 3603.9419 | 3118.3227 | 4239.2094 | 4124.0696 | 5395.6235 | 5480.2204 | 4406.7828 | 3.8982
|  | 40 | 3138.2215 | 4490.817 | 3811.1123 | 5110.8782 | 5070.6975 | 6879.5378 | 6659.5398 | 5321.3413 | 133.3349
|  | 50 | 3683.5447 | 5374.4538 | 4492.5982 | 5971.1495 | 6008.9213 | 8369.6558 | 7832.217 | 6229.8701 | 7.5106
|  | 60 | 4237.8718 | 6265.5314 | 5187.1139 | 6847.67 | 6922.6199 | 9861.0009 | 8942.9734 | 7148.6313 | 0.050226
1.2143
7.3918
|  |  | 166.9% | 221% | 175.2% | 146.8% | 179.2% | 287.3% | 150.5% | 149.1% | 28.2919
28.2919
35.2529
|  | Matlab I # | Value | City | State | File # |  |  |  |  | 1.3034
|  | 265 | Min | Long Beach | CA | 722970 |  |  |  |  | 441.6808
|  | 750 | Medium | Portland | ME | 726060 |  |  |  |  | 18.1813
|  | 876 | Medium | Portland | OR | 726986 |  |  |  |  | 15.5338
|  | 509 | Higher | Denver/Golden | CO | 724666 |  |  |  |  | 126.2252
|  | 84 | Higher | Miami | FL | 722020 |  |  |  |  | 10.2895
|  | 6 | Higher | Barrow | AK | 700260 |  |  |  |  | 51.8598
|  | 1003 | Higher | Kaneohe Bay | HI | 911760 |  |  |  |  | 59.5166
|  | 631 | Higher | Detroit | MI | 725370 |  |  |  |  | 3.4461
-1.8333
-203.2707
2545.7694
|  |  | Clone | Vegetative | Flower | Cure
|  | Temperature High (°C) | 26.6667 | 23.8889 | 29.4444 | 23.8889
|  | Temperature Low (°C) | 21.1111 | 15.5556 | 21.1111 | 15.5556
|  | Relative Humidity High | 70% | 50% | 50% | 50%
|  | Relative Humidity Low | 40% | 40% | 40% | 30%
|  | Lighting Intensity (W/m2) | 403.6463 | 403.6463 | 672.7437 | 30
|  | Lighting Duration (hours/day) | 24 | 18 | 12 | 18
|  | CO2 (ppm) | N/A | 700 | 1400 | N/A
Miami, FL
|  | 5 | 10 | 20 | 30 | 40 | 50 | 60
| Simple Heating Load | Miami, FL 5: 7.7381; Miami, FL 10: 15.4763; Miami, FL 20: 30.9526; Miami, FL 30: 46.4288
| Simple Cooling Load | Miami, FL 5: 0.91497; Miami, FL 10: 1.8299; Miami, FL 20: 3.6599; Miami, FL 30: 5.4898
| Heating (Heat+Hum) | Miami, FL 5: 7.4183; Miami, FL 10: 14.8365; Miami, FL 20: 29.6731; Miami, FL 30: 44.5096
| Humidification (Heat+Hum) | Miami, FL 5: 3.2727; Miami, FL 10: 6.5455; Miami, FL 20: 13.091; Miami, FL 30: 19.6364
| Humidification | Miami, FL 5: 0.034371; Miami, FL 10: 0.068742; Miami, FL 20: 0.13748; Miami, FL 30: 0.20623
| Humidification (Hum+Cool) | Miami, FL 5: 0.066315; Miami, FL 10: 0.13263; Miami, FL 20: 0.26526; Miami, FL 30: 0.39789
| Cooling (Hum+Cool) | Miami, FL 5: 0.16788; Miami, FL 10: 0.33577; Miami, FL 20: 0.67153; Miami, FL 30: 1.0073
| Dehumidification (Electric) | Miami, FL 5: 209.5163; Miami, FL 10: 419.0325; Miami, FL 20: 838.0651; Miami, FL 30: 1257.0976
| Dehumidification Reheat (NG) | Miami, FL 5: 122.5552; Miami, FL 10: 245.1104; Miami, FL 20: 490.2208; Miami, FL 30: 735.3312
| Electricity from Lights | Miami, FL 5: 631.6196; Miami, FL 10: 631.6196; Miami, FL 20: 631.6196; Miami, FL 30: 631.6196
| Water for Plants | Miami, FL 5: 1.8738; Miami, FL 10: 1.8738; Miami, FL 20: 1.8738; Miami, FL 30: 1.8738
| Irrigation Pumping Load | Miami, FL 5: 1.1485; Miami, FL 10: 1.1485; Miami, FL 20: 1.1485; Miami, FL 30: 1.1485
| Water Heating Load | Miami, FL 5: 1.5217; Miami, FL 10: 1.5217; Miami, FL 20: 1.5217; Miami, FL 30: 1.5217
| CO2 | Miami, FL 5: 121.7098; Miami, FL 10: 243.4195; Miami, FL 20: 486.8391; Miami, FL 30: 730.2586
| Ammonium Nitrate (N) | Miami, FL 5: 2.0967; Miami, FL 10: 2.0967; Miami, FL 20: 2.0967; Miami, FL 30: 2.0967
| Triple Superphosphate (P) | Miami, FL 5: 1.0266; Miami, FL 10: 1.0266; Miami, FL 20: 1.0266; Miami, FL 30: 1.0266
| Potassium Chloride (K) | Miami, FL 5: 0.18895; Miami, FL 10: 0.18895; Miami, FL 20: 0.18895; Miami, FL 30: 0.18895
| Soil | Miami, FL 5: 3.8982; Miami, FL 10: 3.8982; Miami, FL 20: 3.8982; Miami, FL 30: 3.8982
| Soil Amendments | Miami, FL 5: 133.3349; Miami, FL 10: 133.3349; Miami, FL 20: 133.3349; Miami, FL 30: 133.3349
| Neem Oil | Miami, FL 5: 1.214; Miami, FL 10: 1.214; Miami, FL 20: 1.214; Miami, FL 30: 1.214
| Neem Oil (water) | Miami, FL 5: 0.0081187; Miami, FL 10: 0.0081187; Miami, FL 20: 0.0081187; Miami, FL 30: 0.0081187
| Neem Oil (Soap) | Miami, FL 5: 0.19629; Miami, FL 10: 0.19629; Miami, FL 20: 0.19629; Miami, FL 30: 0.19629
| Fungicides | Miami, FL 5: 7.3918; Miami, FL 10: 7.3918; Miami, FL 20: 7.3918; Miami, FL 30: 7.3918
| Extractor Fan Electricity | Miami, FL 5: 51.7708; Miami, FL 10: 51.7708; Miami, FL 20: 51.7708; Miami, FL 30: 51.7708
| Intake Fan Electricity | Miami, FL 5: 51.7708; Miami, FL 10: 51.7708; Miami, FL 20: 51.7708; Miami, FL 30: 51.7708
| Circulation Fan Electricity | Miami, FL 5: 64.5087; Miami, FL 10: 64.5087; Miami, FL 20: 64.5087; Miami, FL 30: 64.5087
| Waste to Landfill | Miami, FL 5: 1.3034; Miami, FL 10: 1.3034; Miami, FL 20: 1.3034; Miami, FL 30: 1.3034
| Secondary Air Conditioning | Miami, FL 5: 49.673; Miami, FL 10: 46.3771; Miami, FL 20: 44.2221; Miami, FL 30: 43.6961
| Secondary Dehumidification | Miami, FL 5: 246.4248; Miami, FL 10: 254.7164; Miami, FL 20: 333.4704; Miami, FL 30: 0
| Secondary Heating | Miami, FL 5: 0.12261; Miami, FL 10: 0.11824; Miami, FL 20: 0.11662; Miami, FL 30: 0.11577
|  | Miami, FL 5: Denver, CO |  |  | Denver, CO (after changing heater to T_min) | [8 empty] | Denver, CO (after changing heater to T_min)
|  | 5 | 10 | 20 | 30 | 40 | 50 | 60 |  |  | 5 | 10 | 20 | 30 | 40 | 50 | 60 |  |  | 5 | 10 | 20 | 30 | 40 | 50 | 60
| Simple Heating Load | 25.1924 | 50.3849 | 100.7698 | 151.1546 | 201.5395 | 251.9244 | 302.3093 |  | Simple Heating Load | 25.1924 | 50.3849 | 100.7698 | 151.1546 | 201.5395 | 251.9244 | 302.3093 |  | Simple Heating Load | 0% | 0% | 0% | 0% | 0% | 0% | 0%
| Simple Cooling Load | 2.1821 | 4.3641 | 8.7283 | 13.0924 | 17.4566 | 21.8207 | 26.1849 |  | Simple Cooling Load | 2.1821 | 4.3641 | 8.7283 | 13.0924 | 17.4566 | 21.8207 | 26.1849 |  | Simple Cooling Load | 0% | 0% | 0% | 0% | 0% | 0% | 0%
| Heating (Heat+Hum) | 161.7645 | 323.5291 | 647.0581 | 970.5872 | 1294.1163 | 1617.6454 | 1941.1744 |  | Heating (Heat+Hum) | 161.7645 | 323.5291 | 647.0581 | 970.5872 | 1294.1163 | 1617.6454 | 1941.1744 |  | Heating (Heat+Hum) | 0% | 0% | 0% | 0% | 0% | 0% | 0%
| Humidification (Heat+Hum) | 101.0194 | 202.0388 | 404.0776 | 606.1164 | 808.1552 | 1010.194 | 1212.2328 |  | Humidification (Heat+Hum) | 101.0194 | 202.0388 | 404.0776 | 606.1164 | 808.1552 | 1010.194 | 1212.2328 |  | Humidification (Heat+Hum) | 0% | 0% | 0% | 0% | 0% | 0% | 0%
| Humidification | 1.9132 | 3.8263 | 7.6526 | 11.4789 | 15.3053 | 19.1316 | 22.9579 |  | Humidification | 1.9132 | 3.8263 | 7.6526 | 11.4789 | 15.3053 | 19.1316 | 22.9579 |  | Humidification | 0% | 0% | 0% | 0% | 0% | 0% | 0%
| Humidification (Hum+Cool) | 2.9801 | 5.9602 | 11.9203 | 17.8805 | 23.8406 | 29.8008 | 35.761 |  | Humidification (Hum+Cool) | 2.9801 | 5.9602 | 11.9203 | 17.8805 | 23.8406 | 29.8008 | 35.761 |  | Humidification (Hum+Cool) | 0% | 0% | 0% | 0% | 0% | 0% | 0%
| Cooling (Hum+Cool) | 10.3339 | 20.6678 | 41.3357 | 62.0035 | 82.6714 | 103.3392 | 124.0071 |  | Cooling (Hum+Cool) | 10.3339 | 20.6678 | 41.3357 | 62.0035 | 82.6714 | 103.3392 | 124.0071 |  | Cooling (Hum+Cool) | 0% | 0% | 0% | 0% | 0% | 0% | 0%
| Dehumidification (Electric) | 5.2984 | 10.5969 | 21.1938 | 31.7907 | 42.3876 | 52.9844 | 63.5813 |  | Dehumidification (Electric) | 5.2984 | 10.5969 | 21.1938 | 31.7907 | 42.3876 | 52.9844 | 63.5813 |  | Dehumidification (Electric) | 0% | 0% | 0% | 0% | 0% | 0% | 0%
| Dehumidification Reheat (NG) | 4.0726 | 8.1451 | 16.2903 | 24.4354 | 32.5805 | 40.7256 | 48.8708 |  | Dehumidification Reheat (NG) | 4.0726 | 8.1451 | 16.2903 | 24.4354 | 32.5805 | 40.7256 | 48.8708 |  | Dehumidification Reheat (NG) | 0% | 0% | 0% | 0% | 0% | 0% | 0%
| Electricity from Lights | 855.6063 | 855.6063 | 855.6063 | 855.6063 | 855.6063 | 855.6063 | 855.6063 |  | Electricity from Lights | 855.6063 | 855.6063 | 855.6063 | 855.6063 | 855.6063 | 855.6063 | 855.6063 |  | Electricity from Lights | 0% | 0% | 0% | 0% | 0% | 0% | 0%
| Water for Plants | 1.8738 | 1.8738 | 1.8738 | 1.8738 | 1.8738 | 1.8738 | 1.8738 |  | Water for Plants | 1.8738 | 1.8738 | 1.8738 | 1.8738 | 1.8738 | 1.8738 | 1.8738 |  | Water for Plants | 0% | 0% | 0% | 0% | 0% | 0% | 0%
| Irrigation Pumping Load | 1.5558 | 1.5558 | 1.5558 | 1.5558 | 1.5558 | 1.5558 | 1.5558 |  | Irrigation Pumping Load | 1.5558 | 1.5558 | 1.5558 | 1.5558 | 1.5558 | 1.5558 | 1.5558 |  | Irrigation Pumping Load | 0% | 0% | 0% | 0% | 0% | 0% | 0%
| Water Heating Load | 2.0614 | 2.0614 | 2.0614 | 2.0614 | 2.0614 | 2.0614 | 2.0614 |  | Water Heating Load | 2.0614 | 2.0614 | 2.0614 | 2.0614 | 2.0614 | 2.0614 | 2.0614 |  | Water Heating Load | 0% | 0% | 0% | 0% | 0% | 0% | 0%
| CO2 | 121.7098 | 243.4195 | 486.8391 | 730.2586 | 973.6781 | 1217.0977 | 1460.5172 |  | CO2 | 121.7098 | 243.4195 | 486.8391 | 730.2586 | 973.6781 | 1217.0977 | 1460.5172 |  | CO2 | 0% | 0% | 0% | 0% | 0% | 0% | 0%
| Ammonium Nitrate (N) | 2.0967 | 2.0967 | 2.0967 | 2.0967 | 2.0967 | 2.0967 | 2.0967 |  | Ammonium Nitrate (N) | 2.0967 | 2.0967 | 2.0967 | 2.0967 | 2.0967 | 2.0967 | 2.0967 |  | Ammonium Nitrate (N) | 0% | 0% | 0% | 0% | 0% | 0% | 0%
| Triple Superphosphate (P) | 1.0266 | 1.0266 | 1.0266 | 1.0266 | 1.0266 | 1.0266 | 1.0266 |  | Triple Superphosphate (P) | 1.0266 | 1.0266 | 1.0266 | 1.0266 | 1.0266 | 1.0266 | 1.0266 |  | Triple Superphosphate (P) | 0% | 0% | 0% | 0% | 0% | 0% | 0%
| Potassium Chloride (K) | 0.18895 | 0.18895 | 0.18895 | 0.18895 | 0.18895 | 0.18895 | 0.18895 |  | Potassium Chloride (K) | 0.18895 | 0.18895 | 0.18895 | 0.18895 | 0.18895 | 0.18895 | 0.18895 |  | Potassium Chloride (K) | 0% | 0% | 0% | 0% | 0% | 0% | 0%
| Soil | 3.8982 | 3.8982 | 3.8982 | 3.8982 | 3.8982 | 3.8982 | 3.8982 |  | Soil | 3.8982 | 3.8982 | 3.8982 | 3.8982 | 3.8982 | 3.8982 | 3.8982 |  | Soil | 0% | 0% | 0% | 0% | 0% | 0% | 0%
| Soil Amendments | 133.3349 | 133.3349 | 133.3349 | 133.3349 | 133.3349 | 133.3349 | 133.3349 |  | Soil Amendments | 133.3349 | 133.3349 | 133.3349 | 133.3349 | 133.3349 | 133.3349 | 133.3349 |  | Soil Amendments | 0% | 0% | 0% | 0% | 0% | 0% | 0%
| Neem Oil | 1.214 | 1.214 | 1.214 | 1.214 | 1.214 | 1.214 | 1.214 |  | Neem Oil | 1.214 | 1.214 | 1.214 | 1.214 | 1.214 | 1.214 | 1.214 |  | Neem Oil | 0% | 0% | 0% | 0% | 0% | 0% | 0%
| Neem Oil (water) | 0.0081187 | 0.0081187 | 0.0081187 | 0.0081187 | 0.0081187 | 0.0081187 | 0.0081187 |  | Neem Oil (water) | 0.0081187 | 0.0081187 | 0.0081187 | 0.0081187 | 0.0081187 | 0.0081187 | 0.0081187 |  | Neem Oil (water) | 0% | 0% | 0% | 0% | 0% | 0% | 0%
| Neem Oil (Soap) | 0.19629 | 0.19629 | 0.19629 | 0.19629 | 0.19629 | 0.19629 | 0.19629 |  | Neem Oil (Soap) | 0.19629 | 0.19629 | 0.19629 | 0.19629 | 0.19629 | 0.19629 | 0.19629 |  | Neem Oil (Soap) | 0% | 0% | 0% | 0% | 0% | 0% | 0%
| Fungicides | 7.3918 | 7.3918 | 7.3918 | 7.3918 | 7.3918 | 7.3918 | 7.3918 |  | Fungicides | 7.3918 | 7.3918 | 7.3918 | 7.3918 | 7.3918 | 7.3918 | 7.3918 |  | Fungicides | 0% | 0% | 0% | 0% | 0% | 0% | 0%
| Extractor Fan Electricity | 70.1299 | 70.1299 | 70.1299 | 70.1299 | 70.1299 | 70.1299 | 70.1299 |  | Extractor Fan Electricity | 70.1299 | 70.1299 | 70.1299 | 70.1299 | 70.1299 | 70.1299 | 70.1299 |  | Extractor Fan Electricity | 0% | 0% | 0% | 0% | 0% | 0% | 0%
| Intake Fan Electricity | 70.1299 | 70.1299 | 70.1299 | 70.1299 | 70.1299 | 70.1299 | 70.1299 |  | Intake Fan Electricity | 70.1299 | 70.1299 | 70.1299 | 70.1299 | 70.1299 | 70.1299 | 70.1299 |  | Intake Fan Electricity | 0% | 0% | 0% | 0% | 0% | 0% | 0%
| Circulation Fan Electricity | 87.385 | 87.385 | 87.385 | 87.385 | 87.385 | 87.385 | 87.385 |  | Circulation Fan Electricity | 87.385 | 87.385 | 87.385 | 87.385 | 87.385 | 87.385 | 87.385 |  | Circulation Fan Electricity | 0% | 0% | 0% | 0% | 0% | 0% | 0%
| Waste to Landfill | 1.3034 | 1.3034 | 1.3034 | 1.3034 | 1.3034 | 1.3034 | 1.3034 |  | Waste to Landfill | 1.3034 | 1.3034 | 1.3034 | 1.3034 | 1.3034 | 1.3034 | 1.3034 |  | Waste to Landfill | 0% | 0% | 0% | 0% | 0% | 0% | 0%
| Secondary Air Conditioning | 56.0205 | 53.1296 | 51.1389 | 49.4453 | 35.1981 | 9.2839 | 0 |  | Secondary Air Conditioning | 56.0205 | 53.1296 | 51.1389 | 49.4453 | 35.1981 | 9.2839 | 0 |  | Secondary Air Conditioning | -1.682e-07% | -8.575e-08% | 1.687e-07% | -5.479e-09% | -1.228e-09% | 0% | #DIV/0!
| Secondary Dehumidification | 303.2768 | 309.9897 | 0 | 0 | 0 | 0 | 0 |  | Secondary Dehumidification | 303.2768 | 309.9897 | 0 | 0 | 0 | 0 | 0 |  | Secondary Dehumidification | -7.962e-09% | -1.085e-07% | #DIV/0! | #DIV/0! | #DIV/0! | #DIV/0! | #DIV/0!
| Secondary Heating | 9.8333 | 9.4472 | 9.2698 | 9.1704 | 9.1284 | 9.0976 | 9.0458 |  | Secondary Heating | 7.7871 | 7.3934 | 7.1942 | 7.0951 | 7.0506 | 7.0203 | 6.9726 |  | Secondary Heating | -26.28% | -27.78% | -28.85% | -29.25% | -29.47% | -29.59% | -29.73%
3604
4124
4239
2579
3118
4407
5396
5480

## Tables
SI Table 2
Parameter Name | Value | Units
Facility Size | 1393.5469 | m2
Useable Grow Area | 938.1818 | m2
Facility Height | 4.572 | meters
Exterior Wall Thickness | 0.3048 | meters
Thermal Conductivity | 0.058 | W/m*K
Convective Heat Transfer Coefficient Inside | 30 | W/m2-K
Convective Heat Transfer Coefficient Outside | 30 | W/m2-K
Harvest Quantity | 6.1864 | harvest/year
COP Chiller | 3.25
Heating Efficiency | 0.8 | % of energy delivered
Clone Room Duration | 3.1429 | weeks/harvest
Vegetative Growth Duration | 7.1429 | weeks/harvest
Flowering Duration | 8.1429 | weeks/harvest
Curing Duration | 2 | weeks/harvest
Days Between Plant Stages | 2 | days/stage
Number of Circulating Fans Needed | 0.11538 | fans/m2 of facility
Cumulative Circulating Fan Power | 36.0839 | HP/hr
Extractor Fan Power | 28.9588 | HP/hr
Intake Fan Power | 28.9588 | HP/hr
Water Pump Power | 0.0037489 | kWh/gallon
Well Water Temp | 16.3 | deg C
Delivered Water Temp | 19.7222 | deg C
Clone Grow Area Fraction | 3.518% | % of Usable Grow Area
Vegetative Grow Area Fraction | 22.54% | % of Usable Grow Area
Flower Grow Area Fraction | 66.11% | % of Usable Grow Area
Cure Grow Area Fraction | 7.833% | % of Usable Grow Area
SI Table 3
Parameter Name | Long Beach, CA | Portland, OR | Portland, ME | Miami, FL | Denver, CO | Detroit, MI | Barrow, AK | Kaneohe Bay, HI
Simple Heating Load (NG) | 231.0583 | 236.7368 | 205.7442 | 46.4288 | 151.1546 | 201.815 | 136.0184 | 30.7271
Simple Cooling Load (Electric) | 3.5711 | 3.2786 | 0.8942 | 5.3161 | 12.8059 | 4.2666 | 0 | 23.0163
Heating Associated w/ Heating & Humidification (NG) | 219.1696 | 726.9023 | 1068.973 | 44.5096 | 970.5872 | 938.5935 | 2734.0771 | 2.0473
Humidification Associated w/ Heating & Humidification (NG) | 81.3458 | 220.8688 | 423.5576 | 19.6364 | 606.1164 | 377.0225 | 832.3214 | 0.7046
Humidification (NG) | 2.9033 | 0.58784 | 0.31352 | 0.20623 | 11.4789 | 0.16434 | 0 | 0
Humidification Associated w/ Humidification & Cooling (NG) | 3.1704 | 1.0289 | 0.20408 | 0.39789 | 17.8805 | 0.10623 | 0 | 0
Cooling Associated w/ Humidification & Cooling (Electric) | 3.5193 | 3.0976 | 0.42672 | 0.97542 | 60.6465 | 0.58814 | 0 | 0
Dehumidification (Electric) | 123.9579 | 52.6175 | 80.4874 | 1217.3199 | 31.0949 | 318.9657 | 0.22189 | 1952.5397
Dehumidification Reheat (NG) | 240.691 | 78.0822 | 129.1837 | 735.3312 | 24.4354 | 178.8834 | 0.73914 | 759.6251
Electricity from Lights | 325.5529 | 420.0011 | 344.6858 | 611.6336 | 836.8804 | 863.2008 | 345.1694 | 1102.3341
Water for Plants | 1.8738 | 1.8738 | 1.8738 | 1.8738 | 1.8738 | 1.8738 | 1.8738 | 1.8738
Irrigation Pumping Load | 0.59199 | 0.76374 | 0.62678 | 1.1122 | 1.5218 | 1.5697 | 0.62766 | 2.0045
Water Heating Load | 0.78434 | 1.0119 | 0.83043 | 1.4736 | 2.0163 | 2.0797 | 0.8316 | 2.6558
CO2 | 573.978 | 573.978 | 573.978 | 573.978 | 573.978 | 573.978 | 573.978 | 573.978
Ammonium Nitrate (N) | 2.0967 | 2.0967 | 2.0967 | 2.0967 | 2.0967 | 2.0967 | 2.0967 | 2.0967
Triple Superphosphate (P) | 1.0266 | 1.0266 | 1.0266 | 1.0266 | 1.0266 | 1.0266 | 1.0266 | 1.0266
Potassium Chloride (K) | 0.18895 | 0.18895 | 0.18895 | 0.18895 | 0.18895 | 0.18895 | 0.18895 | 0.18895
Soil | 3.8982 | 3.8982 | 3.8982 | 3.8982 | 3.8982 | 3.8982 | 3.8982 | 3.8982
Soil Amendments | 133.3349 | 133.3349 | 133.3349 | 133.3349 | 133.3349 | 133.3349 | 133.3349 | 133.3349
Neem Oil | 7.5106 | 7.5106 | 7.5106 | 7.5106 | 7.5106 | 7.5106 | 7.5106 | 7.5106
Neem Oil (water) | 0.050226 | 0.050226 | 0.050226 | 0.050226 | 0.050226 | 0.050226 | 0.050226 | 0.050226
Neem Oil (Soap) | 1.2143 | 1.2143 | 1.2143 | 1.2143 | 1.2143 | 1.2143 | 1.2143 | 1.2143
Fungicides | 7.3918 | 7.3918 | 7.3918 | 7.3918 | 7.3918 | 7.3918 | 7.3918 | 7.3918
Extractor Fan Electricity | 26.684 | 34.4255 | 28.2522 | 50.1327 | 68.5951 | 70.7524 | 28.2919 | 90.353
Intake Fan Electricity | 26.684 | 34.4255 | 28.2522 | 50.1327 | 68.5951 | 70.7524 | 28.2919 | 90.353
Circulation Fan Electricity | 33.2495 | 42.8957 | 35.2035 | 62.4675 | 85.4725 | 88.1607 | 35.2529 | 112.5839
Landfill Operations | 1.3034 | 1.3034 | 1.3034 | 1.3034 | 1.3034 | 1.3034 | 1.3034 | 1.3034
Landfill Emissions | 441.6808 | 441.6808 | 441.6808 | 441.6808 | 441.6808 | 441.6808 | 441.6808 | 441.6808
Transportation to Landfill | 18.1813 | 18.1813 | 18.1813 | 18.1813 | 18.1813 | 18.1813 | 18.1813 | 18.1813
Secondary Air Conditioning | 20.9519 | 25.1383 | 18.9069 | 42.3134 | 48.3631 | 49.2477 | 8.6664 | 76.6503
Secondary Dehumidification | 0 | 0 | 0 | 0 | 0 | 0 | 0 | 0
Secondary Heating | 0.17938 | 1.8356 | 2.7747 | 0.057394 | 6.9398 | 5.9892 | 10.4889 | 0.00072961
Transportation, Lorry, to facility | 111.1061 | 111.1061 | 111.1061 | 111.1061 | 111.1061 | 111.1061 | 111.1061 | 111.1061
Transportation, Truck, to facility | 127.5102 | 127.5102 | 127.5102 | 127.5102 | 127.5102 | 127.5102 | 127.5102 | 127.5102
Tranportation, passenger vehicle, to facility | 7.383 | 7.383 | 7.383 | 7.383 | 7.383 | 7.383 | 7.383 | 7.383
Carbon Sequestered in product | -1.8333 | -1.8333 | -1.8333 | -1.8333 | -1.8333 | -1.8333 | -1.8333 | -1.8333
Carbon sequestered in landfill | -203.2707 | -203.2707 | -203.2707 | -203.2707 | -203.2707 | -203.2707 | -203.2707 | -203.2707
Totals | 2578.6895 | 3118.3227 | 3603.9419 | 4124.0696 | 4239.2094 | 4406.7828 | 5395.6235 | 5480.2204
SI Table 4
Parameter Name | Value | Units
Plant Density | 2.691 | plants/m2
Number of Plants | 1669.0896 | plants/harvest-flower
Plant Yield | 0.439 | kg/m2-harvest
Water Amount | 1 | gal/plant/day
Coco Coir as Soil | 0.032129 | m3/plant
Soil Amendments (Perlite) | 0.013769 | m3/plant
Biofungicide (Folpet) | 0.29252 | kg/plant
Neem oil for insecticide | 0.275 | liters/plant-cycle
water mixed with neem oil application | 11 | liters/plant-cycle
Surfactant mixed with neem oil application | 0.054218 | liters/plant-cycle
Waste from Plants | 7.7308 | lb waste /lb product
Clone Soil Waste | 0.00047318 | m3/plant
Vegetative Soil Waste | 0.018927 | m3/plant
Flower Soil Waste | 0.026498 | m3/plant
SI Table 6
Evapotranspiration Equations for Stage of Life | Equation | Units
Clone | 0 | kg H2O/m2-hour
Vegetative |  | kg H2O/m2-hour
Flower |  | kg H2O/m2-hour
Cure |  | kg H2O/m2-hour
Night (when lights are off) | 0.3 | of daytime amounts
SI Table 7
Parameter Name | Units | Greenhouse Gas Emissions (kg CO2-eq)
Natural Gas | per kg | 3.0582
Tap Water | per kg | 0.0007451
Carbon Dioxide | per kg | 0.87901
Peat Moss | per m3 | 132.0021
Petroleum | per mile | 0.56195
Biofungicide (Folpet) | per kg | 4.1224
Fertilizer (Urea) | per kg | 3.3446
Soil Amendments (Perlite) | per kg | 1.4361
Tractor, production | kg | 8.1857
Agricultural Machinery, unspecified, production | kg | 5.7823
Diesel | kg | 3.7795
Shed, construction | m2 | 332.7524
Polyethylene production, high density, granulate | kg | 1.9418
Extrusion plastic film production | kg | 0.70358
Excavation hydraulic digger production | m3 | 0.5391
Cast iron production | kg | 1.8455
Polyvinylchloride production | kg | 2.0704
Pesticides (Pyrethroid-compound) | per kg | 17.8177
Landfill Operations | per kg | 0.0055984
Ammonium Nitrate | per kg | 8.7989
Triple Superphosphate | per kg | 1.9356
Potassium Chloride | per kg | 0.52171
Nutrient Supply from Coconut Husk, as N | per kg | 0.059265
Palm Oil, Refined, to Generic Market for Vegetable Oil | per kg | 4.8961
Surfactant Production | per kg | 3.9204
Transportation, lorry | per ton-km | 0.16913
Transportation, light commercial vehicle | per ton-km | 1.9411
Transportation, medium-sized passengar car | per ton-km | 0.56195
SI Table 10
eGRID subregion acronym | eGRID subregion name | Total output emission rates (lb CO2-eq/MWh) | Grid Gross Loss (%) | Total GHGs (grams CO2-eq/kWh)
AKGD | ASCC Alaska Grid | 1044.989 | 5.123% | 499.5952
AKMS | ASCC Miscellaneous | 526.963 | 5.123% | 251.9339
AZNM | WECC Southwest | 1027.548 | 4.804% | 489.6106
CAMX | WECC California | 498.686 | 4.804% | 237.6161
ERCT | ERCOT All | 936.082 | 4.871% | 446.3408
FRCC | FRCC All | 936.145 | 4.882% | 446.4221
HIMS | HICC Miscellaneous | 1119.077 | 5.141% | 535.1157
HIOA | HICC Oahu | 1682.596 | 5.141% | 804.577
MROE | MRO East | 1689.651 | 4.882% | 805.7486
MROW | MRO West | 1249.201 | 4.882% | 595.71
NEWE | NPCC New England | 527.564 | 4.882% | 251.5809
NWPP | WECC Northwest | 643.363 | 4.804% | 306.5525
NYCW | NPCC NYC/Westchester | 597.762 | 4.882% | 285.0564
NYLI | NPCC Long Island | 1193.091 | 4.882% | 568.9527
NYUP | NPCC Upstate NY | 253.889 | 4.882% | 121.0728
RFCE | RFC East | 719.979 | 4.882% | 343.3384
RFCM | RFC Michigan | 1321.185 | 4.882% | 630.0372
RFCW | RFC West | 1174.029 | 4.882% | 559.8625
RMPA | WECC Rockies | 1281.944 | 4.804% | 610.8264
SPNO | SPP North | 1171.606 | 4.882% | 558.707
SPSO | SPP South | 1172.755 | 4.882% | 559.255
SRMV | SERC Mississippi Valley | 858.369 | 4.882% | 409.3328
SRMW | SERC Midwest | 1676.782 | 4.882% | 799.6117
SRSO | SERC South | 1033.471 | 4.882% | 492.8342
SRTV | SERC Tennessee Valley | 1038.127 | 4.882% | 495.0545
SRVC | SERC Virginia/Carolina | 747.513 | 4.882% | 356.4686
SI Table 9
SI Table Values
Parameter Name | Value | Units
Annual Biomass Carbon (elemental) | 142.0225 | tonnes/yr
% of C that is sequestered in product | 0.593% | of annual C
% of C that is sequestered in landfill | 65.75% | of annual C
% of C that is degraded and released as gas | 33.65% | of annual C
Degraded landfill mass flow as CH4 | 28.6772 | tonnes CH4/yr
Degraded landfill mass flow as CO2 | 27.0841 | tonnes CO2/yr
Annual Landfill sequestered CO2 | 342.4112 | tonnes CO2/yr
Annual Product sequestered CO2 | 3.0883 | tonnes CO2/yr
SI TABLE 8
Consumable | Serving Size | Units | GHGs (kg CO2-eq/kg-consumable)
Cannabis | 0.75 | gram | 2789-5690
Beer | 12 | oz | 0.83496
Wine | 5 | oz | 1.7316
Spirits | 1.5 | oz | 1.478
Cigarettes | 1 | cigarette | 14
Lamb | 3 | oz | 35.53
Beef | 3 | oz | 24.26
Turkey | 4 | oz | 6.8707
Pork | 3 | oz | 8.294
Farmed Salmon | 3 | oz | 8.6657
Potatoes | 1 | cup diced | 3.094
Milk | 1 | cup | 0.92847
Chicken | 4 | oz | 3.59
Yogurt | 6 | oz | 2.2
Cheese | 1 | oz | 11.699
Canned Tuna | 2 | oz | 4.147
Eggs | 56 | grams | 3.59
Tofu | 80 | grams | 1.1761
Rice | 0.25 | cup uncooked | 2.166
Broccoli | 100 | grams | 0.86657
Nuts | 32 | grams | 1.795
Peanut Butter | 30 | grams | 1.92
Tomatoes | 100 | grams | 0.4951
Lentils | 50 | grams uncooked | 0.43392
SI Table 11
Filename | Site | carbon (kg CO2-eq/kg-bud) | Electricity (kWh/kg-bud) | NG (MJ/kg-bud) | GHG electricity (grams CO2e/kWh)
690150TYA.CSV | TWENTYNINE PALMS | 2809.2966 | 2473.6741 | 17554.9314 | 237.6161 |  |  |  | TMY3 Filename | 690150TYA.CSV | 690190TYA.CSV | 690230TYA.CSV | 699604TYA.CSV | 700197TYA.CSV | 700260TYA.CSV | 700637TYA.CSV | 701043TYA.CSV | 701195TYA.CSV | 701330TYA.CSV | 701625TYA.CSV | 701718TYA.CSV | 701740TYA.CSV | 701780TYA.CSV | 701940TYA.CSV | 702000TYA.CSV | 702005TYA.CSV | 702035TYA.CSV | 702040TYA.CSV | 702070TYA.CSV | 702075TYA.CSV | 702084TYA.CSV | 702185TYA.CSV | 702186TYA.CSV | 702190TYA.CSV | 702225TYA.CSV | 702310TYA.CSV | 702320TYA.CSV | 702460TYA.CSV | 702495TYA.CSV | 702510TYA.CSV | 702590TYA.CSV | 702595TYA.CSV | 702600TYA.CSV | 702606TYA.CSV | 702607TYA.CSV | 702610TYA.CSV | 702647TYA.CSV | 702650TYA.CSV | 702670TYA.CSV | 702710TYA.CSV | 702720TYA.CSV | 702725TYA.CSV | 702730TYA.CSV | 702735TYA.CSV | 702740TYA.CSV | 702746TYA.CSV | 702750TYA.CSV | 702756TYA.CSV | 702757TYA.CSV | 702770TYA.CSV | 702910TYA.CSV | 702960TYA.CSV | 702986TYA.CSV | 703080TYA.CSV | 703160TYA.CSV | 703165TYA.CSV | 703210TYA.CSV | 703260TYA.CSV | 703330TYA.CSV | 703400TYA.CSV | 703407TYA.CSV | 703410TYA.CSV | 703430TYA.CSV | 703500TYA.CSV | 703606TYA.CSV | 703610TYA.CSV | 703620TYA.CSV | 703670TYA.CSV | 703710TYA.CSV | 703810TYA.CSV | 703855TYA.CSV | 703860TYA.CSV | 703870TYA.CSV | 703884TYA.CSV | 703950TYA.CSV | 703980TYA.CSV | 704140TYA.CSV | 704540TYA.CSV | 704890TYA.CSV | 722010TYA.CSV | 722015TYA.CSV | 722016TYA.CSV | 722020TYA.CSV | 722024TYA.CSV | 722025TYA.CSV | 722026TYA.CSV | 722029TYA.CSV | 722030TYA.CSV | 722038TYA.CSV | 722039TYA.CSV | 722040TYA.CSV | 722045TYA.CSV | 722050TYA.CSV | 722053TYA.CSV | 722055TYA.CSV | 722056TYA.CSV | 722057TYA.CSV | 722060TYA.CSV | 722065TYA.CSV | 722066TYA.CSV | 722068TYA.CSV | 722070TYA.CSV | 722080TYA.CSV | 722085TYA.CSV | 722103TYA.CSV | 722104TYA.CSV | 722106TYA.CSV | 722108TYA.CSV | 722110TYA.CSV | 722115TYA.CSV | 722116TYA.CSV | 722119TYA.CSV | 722135TYA.CSV | 722136TYA.CSV | 722137TYA.CSV | 722140TYA.CSV | 722146TYA.CSV | 722160TYA.CSV | 722166TYA.CSV | 722170TYA.CSV | 722175TYA.CSV | 722180TYA.CSV | 722190TYA.CSV | 722195TYA.CSV | 722196TYA.CSV | 722210TYA.CSV | 722215TYA.CSV | 722223TYA.CSV | 722225TYA.CSV | 722226TYA.CSV | 722230TYA.CSV | 722235TYA.CSV | 722245TYA.CSV | 722250TYA.CSV | 722255TYA.CSV | 722260TYA.CSV | 722265TYA.CSV | 722267TYA.CSV | 722268TYA.CSV | 722269TYA.CSV | 722270TYA.CSV | 722280TYA.CSV | 722284TYA.CSV | 722285TYA.CSV | 722286TYA.CSV | 722287TYA.CSV | 722310TYA.CSV | 722314TYA.CSV | 722315TYA.CSV | 722316TYA.CSV | 722317TYA.CSV | 722329TYA.CSV | 722340TYA.CSV | 722345TYA.CSV | 722348TYA.CSV | 722350TYA.CSV | 722356TYA.CSV | 722357TYA.CSV | 722358TYA.CSV | 722359TYA.CSV | 722390TYA.CSV | 722400TYA.CSV | 722404TYA.CSV | 722405TYA.CSV | 722406TYA.CSV | 722410TYA.CSV | 722420TYA.CSV | 722429TYA.CSV | 722430TYA.CSV | 722435TYA.CSV | 722436TYA.CSV | 722445TYA.CSV | 722446TYA.CSV | 722448TYA.CSV | 722470TYA.CSV | 722480TYA.CSV | 722484TYA.CSV | 722485TYA.CSV | 722486TYA.CSV | 722487TYA.CSV | 722499TYA.CSV | 722500TYA.CSV | 722505TYA.CSV | 722506TYA.CSV | 722510TYA.CSV | 722515TYA.CSV | 722516TYA.CSV | 722517TYA.CSV | 722520TYA.CSV | 722523TYA.CSV | 722524TYA.CSV | 722526TYA.CSV | 722530TYA.CSV | 722533TYA.CSV | 722535TYA.CSV | 722536TYA.CSV | 722540TYA.CSV | 722544TYA.CSV | 722547TYA.CSV | 722550TYA.CSV | 722555TYA.CSV | 722560TYA.CSV | 722563TYA.CSV | 722570TYA.CSV | 722575TYA.CSV | 722576TYA.CSV | 722577TYA.CSV | 722583TYA.CSV | 722587TYA.CSV | 722588TYA.CSV | 722590TYA.CSV | 722594TYA.CSV | 722595TYA.CSV | 722596TYA.CSV | 722597TYA.CSV | 722598TYA.CSV | 722599TYA.CSV | 722610TYA.CSV | 722615TYA.CSV | 722630TYA.CSV | 722636TYA.CSV | 722640TYA.CSV | 722650TYA.CSV | 722656TYA.CSV | 722660TYA.CSV | 722670TYA.CSV | 722680TYA.CSV | 722683TYA.CSV | 722686TYA.CSV | 722687TYA.CSV | 722689TYA.CSV | 722695TYA.CSV | 722700TYA.CSV | 722710TYA.CSV | 722725TYA.CSV | 722735TYA.CSV | 722740TYA.CSV | 722745TYA.CSV | 722747TYA.CSV | 722748TYA.CSV | 722780TYA.CSV | 722784TYA.CSV | 722785TYA.CSV | 722789TYA.CSV | 722800TYA.CSV | 722860TYA.CSV | 722868TYA.CSV | 722869TYA.CSV | 722880TYA.CSV | 722885TYA.CSV | 722886TYA.CSV | 722895TYA.CSV | 722897TYA.CSV | 722899TYA.CSV | 722900TYA.CSV | 722903TYA.CSV | 722904TYA.CSV | 722906TYA.CSV | 722926TYA.CSV | 722927TYA.CSV | 722930TYA.CSV | 722950TYA.CSV | 722956TYA.CSV | 722970TYA.CSV | 722976TYA.CSV | 722977TYA.CSV | 723013TYA.CSV | 723030TYA.CSV | 723035TYA.CSV | 723040TYA.CSV | 723046TYA.CSV | 723060TYA.CSV | 723065TYA.CSV | 723066TYA.CSV | 723067TYA.CSV | 723068TYA.CSV | 723069TYA.CSV | 723075TYA.CSV | 723080TYA.CSV | 723083TYA.CSV | 723085TYA.CSV | 723086TYA.CSV | 723090TYA.CSV | 723095TYA.CSV | 723096TYA.CSV | 723100TYA.CSV | 723106TYA.CSV | 723110TYA.CSV | 723119TYA.CSV | 723120TYA.CSV | 723125TYA.CSV | 723140TYA.CSV | 723143TYA.CSV | 723145TYA.CSV | 723150TYA.CSV | 723170TYA.CSV | 723183TYA.CSV | 723193TYA.CSV | 723200TYA.CSV | 723230TYA.CSV | 723235TYA.CSV | 723240TYA.CSV | 723260TYA.CSV | 723265TYA.CSV | 723270TYA.CSV | 723300TYA.CSV | 723306TYA.CSV | 723307TYA.CSV | 723320TYA.CSV | 723340TYA.CSV | 723346TYA.CSV | 723347TYA.CSV | 723403TYA.CSV | 723405TYA.CSV | 723406TYA.CSV | 723407TYA.CSV | 723415TYA.CSV | 723416TYA.CSV | 723417TYA.CSV | 723418TYA.CSV | 723419TYA.CSV | 723434TYA.CSV | 723440TYA.CSV | 723443TYA.CSV | 723444TYA.CSV | 723445TYA.CSV | 723446TYA.CSV | 723447TYA.CSV | 723448TYA.CSV | 723449TYA.CSV | 723489TYA.CSV | 723495TYA.CSV | 723510TYA.CSV | 723520TYA.CSV | 723525TYA.CSV | 723526TYA.CSV | 723527TYA.CSV | 723530TYA.CSV | 723535TYA.CSV | 723540TYA.CSV | 723544TYA.CSV | 723545TYA.CSV | 723546TYA.CSV | 723550TYA.CSV | 723560TYA.CSV | 723565TYA.CSV | 723566TYA.CSV | 723575TYA.CSV | 723600TYA.CSV | 723604TYA.CSV | 723627TYA.CSV | 723630TYA.CSV | 723650TYA.CSV | 723656TYA.CSV | 723658TYA.CSV | 723663TYA.CSV | 723676TYA.CSV | 723677TYA.CSV | 723700TYA.CSV | 723710TYA.CSV | 723723TYA.CSV | 723740TYA.CSV | 723747TYA.CSV | 723755TYA.CSV | 723783TYA.CSV | 723805TYA.CSV | 723810TYA.CSV | 723815TYA.CSV | 723816TYA.CSV | 723820TYA.CSV | 723830TYA.CSV | 723840TYA.CSV | 723860TYA.CSV | 723865TYA.CSV | 723870TYA.CSV | 723890TYA.CSV | 723895TYA.CSV | 723896TYA.CSV | 723910TYA.CSV | 723925TYA.CSV | 723926TYA.CSV | 723927TYA.CSV | 723940TYA.CSV | 723965TYA.CSV | 724010TYA.CSV | 724014TYA.CSV | 724016TYA.CSV | 724017TYA.CSV | 724026TYA.CSV | 724030TYA.CSV | 724033TYA.CSV | 724035TYA.CSV | 724036TYA.CSV | 724037TYA.CSV | 724040TYA.CSV | 724045TYA.CSV | 724050TYA.CSV | 724053TYA.CSV | 724055TYA.CSV | 724056TYA.CSV | 724058TYA.CSV | 724060TYA.CSV | 724066TYA.CSV | 724070TYA.CSV | 724075TYA.CSV | 724080TYA.CSV | 724084TYA.CSV | 724085TYA.CSV | 724086TYA.CSV | 724088TYA.CSV | 724089TYA.CSV | 724094TYA.CSV | 724095TYA.CSV | 724096TYA.CSV | 724100TYA.CSV | 724105TYA.CSV | 724106TYA.CSV | 724107TYA.CSV | 724110TYA.CSV | 724113TYA.CSV | 724115TYA.CSV | 724116TYA.CSV | 724117TYA.CSV | 724120TYA.CSV | 724125TYA.CSV | 724127TYA.CSV | 724140TYA.CSV | 724170TYA.CSV | 724175TYA.CSV | 724176TYA.CSV | 724177TYA.CSV | 724210TYA.CSV | 724220TYA.CSV | 724230TYA.CSV | 724235TYA.CSV | 724236TYA.CSV | 724238TYA.CSV | 724240TYA.CSV | 724243TYA.CSV | 724250TYA.CSV | 724273TYA.CSV | 724275TYA.CSV | 724280TYA.CSV | 724286TYA.CSV | 724288TYA.CSV | 724290TYA.CSV | 724297TYA.CSV | 724320TYA.CSV | 724335TYA.CSV | 724336TYA.CSV | 724338TYA.CSV | 724339TYA.CSV | 724340TYA.CSV | 724345TYA.CSV | 724350TYA.CSV | 724354TYA.CSV | 724365TYA.CSV | 724373TYA.CSV | 724375TYA.CSV | 724380TYA.CSV | 724386TYA.CSV | 724390TYA.CSV | 724396TYA.CSV | 724397TYA.CSV | 724400TYA.CSV | 724450TYA.CSV | 724454TYA.CSV | 724455TYA.CSV | 724456TYA.CSV | 724457TYA.CSV | 724458TYA.CSV | 724459TYA.CSV | 724460TYA.CSV | 724463TYA.CSV | 724467TYA.CSV | 724468TYA.CSV | 724475TYA.CSV | 724490TYA.CSV | 724500TYA.CSV | 724504TYA.CSV | 724505TYA.CSV | 724506TYA.CSV | 724507TYA.CSV | 724509TYA.CSV | 724510TYA.CSV | 724515TYA.CSV | 724516TYA.CSV | 724517TYA.CSV | 724518TYA.CSV | 724550TYA.CSV | 724555TYA.CSV | 724556TYA.CSV | 724560TYA.CSV | 724565TYA.CSV | 724580TYA.CSV | 724585TYA.CSV | 724586TYA.CSV | 724620TYA.CSV | 724625TYA.CSV | 724635TYA.CSV | 724636TYA.CSV | 724640TYA.CSV | 724645TYA.CSV | 724650TYA.CSV | 724655TYA.CSV | 724660TYA.CSV | 724665TYA.CSV | 724666TYA.CSV | 724673TYA.CSV | 724675TYA.CSV | 724676TYA.CSV | 724677TYA.CSV | 724695TYA.CSV | 724698TYA.CSV | 724699TYA.CSV | 724723TYA.CSV | 724735TYA.CSV | 724754TYA.CSV | 724755TYA.CSV | 724756TYA.CSV | 724760TYA.CSV | 724765TYA.CSV | 724767TYA.CSV | 724768TYA.CSV | 724769TYA.CSV | 724776TYA.CSV | 724795TYA.CSV | 724800TYA.CSV | 724815TYA.CSV | 724830TYA.CSV | 724837TYA.CSV | 724838TYA.CSV | 724839TYA.CSV | 724855TYA.CSV | 724860TYA.CSV | 724880TYA.CSV | 724885TYA.CSV | 724915TYA.CSV | 724917TYA.CSV | 724920TYA.CSV | 724926TYA.CSV | 724927TYA.CSV | 724930TYA.CSV | 724935TYA.CSV | 724936TYA.CSV | 724940TYA.CSV | 724945TYA.CSV | 724955TYA.CSV | 724957TYA.CSV | 725020TYA.CSV | 725025TYA.CSV | 725029TYA.CSV | 725030TYA.CSV | 725033TYA.CSV | 725035TYA.CSV | 725036TYA.CSV | 725037TYA.CSV | 725038TYA.CSV | 725040TYA.CSV | 725045TYA.CSV | 725046TYA.CSV | 725054TYA.CSV | 725058TYA.CSV | 725060TYA.CSV | 725063TYA.CSV | 725064TYA.CSV | 725065TYA.CSV | 725066TYA.CSV | 725067TYA.CSV | 725070TYA.CSV | 725073TYA.CSV | 725075TYA.CSV | 725080TYA.CSV | 725086TYA.CSV | 725087TYA.CSV | 725088TYA.CSV | 725090TYA.CSV | 725095TYA.CSV | 725098TYA.CSV | 725103TYA.CSV | 725115TYA.CSV | 725116TYA.CSV | 725117TYA.CSV | 725118TYA.CSV | 725124TYA.CSV | 725125TYA.CSV | 725126TYA.CSV | 725127TYA.CSV | 725128TYA.CSV | 725130TYA.CSV | 725140TYA.CSV | 725145TYA.CSV | 725150TYA.CSV | 725156TYA.CSV | 725165TYA.CSV | 725170TYA.CSV | 725180TYA.CSV | 725185TYA.CSV | 725190TYA.CSV | 725197TYA.CSV | 725200TYA.CSV | 725205TYA.CSV | 725210TYA.CSV | 725235TYA.CSV | 725240TYA.CSV | 725245TYA.CSV | 725246TYA.CSV | 725250TYA.CSV | 725260TYA.CSV | 725266TYA.CSV | 725267TYA.CSV | 725280TYA.CSV | 725287TYA.CSV | 725290TYA.CSV | 725300TYA.CSV | 725305TYA.CSV | 725314TYA.CSV | 725315TYA.CSV | 725316TYA.CSV | 725320TYA.CSV | 725326TYA.CSV | 725330TYA.CSV | 725335TYA.CSV | 725336TYA.CSV | 725340TYA.CSV | 725347TYA.CSV | 725350TYA.CSV | 725360TYA.CSV | 725366TYA.CSV | 725370TYA.CSV | 725374TYA.CSV | 725375TYA.CSV | 725376TYA.CSV | 725377TYA.CSV | 725378TYA.CSV | 725384TYA.CSV | 725390TYA.CSV | 725395TYA.CSV | 725396TYA.CSV | 725430TYA.CSV | 725440TYA.CSV | 725450TYA.CSV | 725453TYA.CSV | 725454TYA.CSV | 725455TYA.CSV | 725456TYA.CSV | 725457TYA.CSV | 725460TYA.CSV | 725463TYA.CSV | 725464TYA.CSV | 725465TYA.CSV | 725467TYA.CSV | 725468TYA.CSV | 725469TYA.CSV | 725470TYA.CSV | 725473TYA.CSV | 725474TYA.CSV | 725475TYA.CSV | 725476TYA.CSV | 725477TYA.CSV | 725478TYA.CSV | 725479TYA.CSV | 725480TYA.CSV | 725483TYA.CSV | 725484TYA.CSV | 725485TYA.CSV | 725486TYA.CSV | 725487TYA.CSV | 725488TYA.CSV | 725489TYA.CSV | 725490TYA.CSV | 725493TYA.CSV | 725494TYA.CSV | 725495TYA.CSV | 725496TYA.CSV | 725497TYA.CSV | 725500TYA.CSV | 725510TYA.CSV | 725515TYA.CSV | 725520TYA.CSV | 725524TYA.CSV | 725525TYA.CSV | 725526TYA.CSV | 725527TYA.CSV | 725530TYA.CSV | 725533TYA.CSV | 725540TYA.CSV | 725555TYA.CSV | 725556TYA.CSV | 725560TYA.CSV | 725564TYA.CSV | 725565TYA.CSV | 725566TYA.CSV | 725570TYA.CSV | 725610TYA.CSV | 725620TYA.CSV | 725625TYA.CSV | 725626TYA.CSV | 725628TYA.CSV | 725635TYA.CSV | 725636TYA.CSV | 725640TYA.CSV | 725645TYA.CSV | 725650TYA.CSV | 725660TYA.CSV | 725670TYA.CSV | 725690TYA.CSV | 725700TYA.CSV | 725705TYA.CSV | 725715TYA.CSV | 725717TYA.CSV | 725720TYA.CSV | 725724TYA.CSV | 725744TYA.CSV | 725745TYA.CSV | 725750TYA.CSV | 725755TYA.CSV | 725760TYA.CSV | 725765TYA.CSV | 725775TYA.CSV | 725776TYA.CSV | 725780TYA.CSV | 725785TYA.CSV | 725786TYA.CSV | 725805TYA.CSV | 725810TYA.CSV | 725825TYA.CSV | 725830TYA.CSV | 725845TYA.CSV | 725846TYA.CSV | 725847TYA.CSV | 725865TYA.CSV | 725866TYA.CSV | 725867TYA.CSV | 725868TYA.CSV | 725895TYA.CSV | 725905TYA.CSV | 725910TYA.CSV | 725920TYA.CSV | 725945TYA.CSV | 725946TYA.CSV | 725955TYA.CSV | 725958TYA.CSV | 725970TYA.CSV | 725975TYA.CSV | 725976TYA.CSV | 726050TYA.CSV | 726055TYA.CSV | 726060TYA.CSV | 726064TYA.CSV | 726073TYA.CSV | 726077TYA.CSV | 726079TYA.CSV | 726083TYA.CSV | 726088TYA.CSV | 726115TYA.CSV | 726116TYA.CSV | 726130TYA.CSV | 726145TYA.CSV | 726155TYA.CSV | 726160TYA.CSV | 726165TYA.CSV | 726170TYA.CSV | 726184TYA.CSV | 726185TYA.CSV | 726196TYA.CSV | 726223TYA.CSV | 726227TYA.CSV | 726228TYA.CSV | 726350TYA.CSV | 726355TYA.CSV | 726357TYA.CSV | 726360TYA.CSV | 726370TYA.CSV | 726375TYA.CSV | 726379TYA.CSV | 726380TYA.CSV | 726384TYA.CSV | 726385TYA.CSV | 726387TYA.CSV | 726390TYA.CSV | 726395TYA.CSV | 726400TYA.CSV | 726404TYA.CSV | 726410TYA.CSV | 726415TYA.CSV | 726416TYA.CSV | 726430TYA.CSV | 726435TYA.CSV | 726440TYA.CSV | 726450TYA.CSV | 726455TYA.CSV | 726456TYA.CSV | 726457TYA.CSV | 726458TYA.CSV | 726463TYA.CSV | 726464TYA.CSV | 726465TYA.CSV | 726467TYA.CSV | 726468TYA.CSV | 726480TYA.CSV | 726487TYA.CSV | 726498TYA.CSV | 726499TYA.CSV | 726500TYA.CSV | 726510TYA.CSV | 726515TYA.CSV | 726525TYA.CSV | 726540TYA.CSV | 726544TYA.CSV | 726545TYA.CSV | 726546TYA.CSV | 726547TYA.CSV | 726550TYA.CSV | 726555TYA.CSV | 726556TYA.CSV | 726557TYA.CSV | 726558TYA.CSV | 726559TYA.CSV | 726560TYA.CSV | 726563TYA.CSV | 726564TYA.CSV | 726565TYA.CSV | 726566TYA.CSV | 726567TYA.CSV | 726568TYA.CSV | 726569TYA.CSV | 726574TYA.CSV | 726575TYA.CSV | 726576TYA.CSV | 726578TYA.CSV | 726579TYA.CSV | 726580TYA.CSV | 726583TYA.CSV | 726584TYA.CSV | 726585TYA.CSV | 726586TYA.CSV | 726587TYA.CSV | 726588TYA.CSV | 726589TYA.CSV | 726590TYA.CSV | 726603TYA.CSV | 726620TYA.CSV | 726625TYA.CSV | 726626TYA.CSV | 726650TYA.CSV | 726660TYA.CSV | 726665TYA.CSV | 726676TYA.CSV | 726685TYA.CSV | 726686TYA.CSV | 726700TYA.CSV | 726770TYA.CSV | 726776TYA.CSV | 726785TYA.CSV | 726797TYA.CSV | 726798TYA.CSV | 726810TYA.CSV | 726813TYA.CSV | 726815TYA.CSV | 726830TYA.CSV | 726835TYA.CSV | 726865TYA.CSV | 726880TYA.CSV | 726884TYA.CSV | 726886TYA.CSV | 726904TYA.CSV | 726917TYA.CSV | 726930TYA.CSV | 726940TYA.CSV | 726945TYA.CSV | 726959TYA.CSV | 726980TYA.CSV | 726985TYA.CSV | 726986TYA.CSV | 726988TYA.CSV | 727033TYA.CSV | 727120TYA.CSV | 727130TYA.CSV | 727135TYA.CSV | 727340TYA.CSV | 727344TYA.CSV | 727347TYA.CSV | 727415TYA.CSV | 727437TYA.CSV | 727440TYA.CSV | 727444TYA.CSV | 727445TYA.CSV | 727450TYA.CSV | 727452TYA.CSV | 727453TYA.CSV | 727455TYA.CSV | 727457TYA.CSV | 727458TYA.CSV | 727459TYA.CSV | 727470TYA.CSV | 727473TYA.CSV | 727474TYA.CSV | 727475TYA.CSV | 727476TYA.CSV | 727477TYA.CSV | 727478TYA.CSV | 727503TYA.CSV | 727504TYA.CSV | 727505TYA.CSV | 727507TYA.CSV | 727530TYA.CSV | 727533TYA.CSV | 727535TYA.CSV | 727550TYA.CSV | 727555TYA.CSV | 727556TYA.CSV | 727566TYA.CSV | 727573TYA.CSV | 727575TYA.CSV | 727576TYA.CSV | 727640TYA.CSV | 727645TYA.CSV | 727670TYA.CSV | 727675TYA.CSV | 727676TYA.CSV | 727680TYA.CSV | 727686TYA.CSV | 727687TYA.CSV | 727720TYA.CSV | 727730TYA.CSV | 727750TYA.CSV | 727770TYA.CSV | 727790TYA.CSV | 727796TYA.CSV | 727810TYA.CSV | 727815TYA.CSV | 727825TYA.CSV | 727826TYA.CSV | 727827TYA.CSV | 727830TYA.CSV | 727834TYA.CSV | 727840TYA.CSV | 727845TYA.CSV | 727846TYA.CSV | 727850TYA.CSV | 727855TYA.CSV | 727856TYA.CSV | 727857TYA.CSV | 727885TYA.CSV | 727910TYA.CSV | 727920TYA.CSV | 727923TYA.CSV | 727924TYA.CSV | 727926TYA.CSV | 727928TYA.CSV | 727930TYA.CSV | 727934TYA.CSV | 727935TYA.CSV | 727937TYA.CSV | 727938TYA.CSV | 727970TYA.CSV | 727976TYA.CSV | 742060TYA.CSV | 742070TYA.CSV | 742300TYA.CSV | 743700TYA.CSV | 743920TYA.CSV | 743945TYA.CSV | 744655TYA.CSV | 744860TYA.CSV | 744864TYA.CSV | 744865TYA.CSV | 744904TYA.CSV | 744910TYA.CSV | 744915TYA.CSV | 745090TYA.CSV | 745160TYA.CSV | 745700TYA.CSV | 745940TYA.CSV | 745966TYA.CSV | 745980TYA.CSV | 745985TYA.CSV | 746120TYA.CSV | 746710TYA.CSV | 746716TYA.CSV | 746930TYA.CSV | 746943TYA.CSV | 747020TYA.CSV | 747185TYA.CSV | 747187TYA.CSV | 747188TYA.CSV | 747320TYA.CSV | 747540TYA.CSV | 747685TYA.CSV | 747686TYA.CSV | 747750TYA.CSV | 747770TYA.CSV | 747804TYA.CSV | 747810TYA.CSV | 747880TYA.CSV | 747900TYA.CSV | 747910TYA.CSV | 747915TYA.CSV | 747946TYA.CSV | 911650TYA.CSV | 911760TYA.CSV | 911780TYA.CSV | 911820TYA.CSV | 911860TYA.CSV | 911900TYA.CSV | 911904TYA.CSV | 911905TYA.CSV | 911975TYA.CSV | 912850TYA.CSV
690190TYA.CSV | ABILENE DYESS AFB | 3647.2546 | 2841.1641 | 20177.1471 | 446.3408 |  |  |  | Latitude | 34.3 | 32.433 | 48.35 | 32.65 | 66.6 | 71.32 | 70.2 | 68.35 | 66.267 | 66.883 | 68.133 | 67.1 | 66.917 | 65.167 | 66.567 | 64.517 | 62.067 | 63.683 | 63.783 | 63.883 | 62.65 | 62.783 | 60.367 | 61.517 | 60.783 | 65.7 | 62.95 | 61.583 | 63.883 | 61.983 | 62.317 | 60.583 | 60.467 | 64.55 | 62.883 | 58.083 | 64.817 | 63.883 | 64.65 | 64 | 62.15 | 61.25 | 61.183 | 61.183 | 61.217 | 61.6 | 61.417 | 61.133 | 61.133 | 60.767 | 60.117 | 62.967 | 60.5 | 60.817 | 57.167 | 55.2 | 55.317 | 59.05 | 58.683 | 56.95 | 59.75 | 61.717 | 59.65 | 59.467 | 57.75 | 59.05 | 59.517 | 59.467 | 58.417 | 57.05 | 58.35 | 56.967 | 56.8 | 56.483 | 55.2 | 55.367 | 55.05 | 52.717 | 51.883 | 53.9 | 24.55 | 24.583 | 24.733 | 25.817 | 25.9 | 26.067 | 25.483 | 25.65 | 26.683 | 26.15 | 26.2 | 28.117 | 27.65 | 28.433 | 28.55 | 29.167 | 29.183 | 28.783 | 30.5 | 30.233 | 30.4 | 30.333 | 32.117 | 32.9 | 32.483 | 27.483 | 27.767 | 26.583 | 26.533 | 27.967 | 27.383 | 27.9 | 27.983 | 31.533 | 31.25 | 31.15 | 30.38 | 29.7 | 31.533 | 30.783 | 32.683 | 32.633 | 33.367 | 33.633 | 33.767 | 33.867 | 30.483 | 30.783 | 30.483 | 30.35 | 30.717 | 30.683 | 30.633 | 30.2 | 32.35 | 32.517 | 32.3 | 32.383 | 31.867 | 31.233 | 31.267 | 33.917 | 33.567 | 32.616 | 33.967 | 33.217 | 33.583 | 30 | 30.033 | 30.05 | 29.817 | 30.533 | 29.717 | 32.333 | 32.55 | 31.467 | 32.317 | 33.483 | 31.617 | 31.233 | 33.5 | 31.05 | 30.117 | 30.217 | 30.2 | 29.567 | 29.95 | 29.3 | 30.067 | 30 | 29.65 | 29.57 | 30.583 | 31.233 | 32.35 | 32.29 | 32.45 | 32.533 | 32.5 | 32.517 | 31.4 | 31.583 | 25.9 | 26.233 | 26.31 | 27.88 | 27.683 | 27.5 | 27.733 | 27.57 | 29.333 | 28.083 | 28.45 | 29.533 | 29.367 | 29.383 | 29.533 | 30.29 | 30.317 | 30.683 | 28.867 | 28.717 | 31.617 | 31.483 | 31.133 | 31.083 | 31.067 | 31.15 | 32.85 | 33.633 | 33.067 | 32.9 | 32.983 | 32.767 | 32.817 | 32.783 | 32.967 | 32.683 | 29.38 | 29.367 | 31.35 | 36.017 | 30.367 | 31.95 | 31.783 | 32.47 | 33.667 | 33.3 | 33.467 | 34.383 | 32.333 | 34.433 | 32.283 | 31.77 | 33.233 | 32.25 | 31.467 | 32.133 | 32.167 | 32.817 | 32.95 | 33.45 | 33.683 | 33.55 | 33.617 | 32.667 | 33.9 | 33.833 | 33.95 | 34.2 | 34.017 | 34.217 | 34.667 | 35.233 | 33.967 | 32.733 | 32.817 | 32.583 | 32.7 | 33.3 | 33.133 | 32.867 | 33.933 | 33.917 | 33.833 | 33.867 | 33.683 | 34.267 | 35.167 | 34.983 | 35.267 | 35.917 | 35.867 | 35.633 | 35.35 | 35.317 | 35.85 | 34.833 | 36.817 | 36.9 | 36.7 | 36.95 | 37.133 | 34.9 | 35.067 | 34.7 | 33.95 | 34.183 | 33.95 | 34.85 | 34.9 | 34.5 | 35.217 | 35.233 | 35.733 | 35.433 | 36.1 | 36.467 | 36.133 | 34.35 | 34.65 | 34.75 | 35.033 | 35.817 | 35.95 | 36.117 | 36.767 | 33.65 | 33.45 | 34.267 | 35.067 | 35.6 | 36.017 | 34.75 | 34.917 | 36.133 | 35.833 | 34.467 | 34.6 | 34.167 | 33.45 | 33.217 | 36.183 | 35.333 | 36.183 | 36.35 | 36 | 36.267 | 36.3 | 35.733 | 36.367 | 37.233 | 37.15 | 33.983 | 34.65 | 35 | 35.333 | 36.3 | 35.383 | 36.333 | 35.417 | 35.533 | 36.15 | 36.61 | 34.65 | 36.2 | 36.767 | 34.9 | 34.567 | 36.45 | 34.433 | 35.517 | 34.99 | 35.04 | 35.617 | 36.75 | 36.45 | 35.183 | 35.65 | 35.267 | 36.933 | 34.65 | 35.033 | 34.267 | 35.133 | 35.95 | 34.767 | 34.9 | 34.85 | 34.733 | 34.633 | 34.75 | 35.433 | 36.083 | 36.25 | 36.63 | 36.783 | 36.033 | 36.317 | 34.117 | 34.433 | 34.217 | 34.2 | 34.917 | 35.667 | 37.517 | 37.183 | 38.133 | 37.35 | 37.65 | 38.98 | 38.267 | 38.5 | 38.717 | 38.717 | 38.3 | 38.333 | 38.867 | 39.15 | 39.083 | 36.9 | 36.683 | 39.167 | 39.7 | 39.45 | 39.367 | 39.867 | 40.183 | 40.083 | 40.2 | 39.133 | 39.667 | 40.883 | 40.283 | 40.017 | 37.333 | 38.267 | 36.567 | 36.767 | 37.317 | 37.217 | 37.95 | 37.133 | 36.983 | 37.8 | 37.27 | 37.867 | 38.383 | 38.883 | 39.283 | 39.65 | 39.4 | 39.05 | 38.033 | 38.183 | 38.233 | 37.583 | 37.817 | 37.9 | 37.083 | 38.383 | 39.35 | 40.183 | 39.983 | 39.95 | 40.067 | 39.9 | 39.1 | 38.05 | 38.317 | 37.767 | 38.55 | 37.75 | 38.75 | 38.65 | 37.05 | 38 | 38.25 | 39.45 | 39.133 | 39.717 | 40.417 | 39.85 | 39.933 | 40.467 | 37.233 | 38.817 | 37.767 | 40.1 | 38.133 | 37.75 | 38.583 | 38.1 | 39.3 | 39.117 | 38.717 | 38.85 | 38.833 | 39.767 | 37.65 | 37.75 | 37.617 | 38.067 | 37.667 | 38.05 | 37.767 | 37.933 | 37.033 | 38.35 | 38.85 | 39.05 | 39.133 | 38.333 | 39.067 | 38.95 | 39.55 | 38.883 | 38.817 | 37.433 | 37.15 | 38.05 | 38.067 | 38.283 | 37.267 | 39.367 | 39.383 | 38.817 | 39.183 | 39.742 | 39.217 | 39.65 | 39.217 | 38.533 | 39.717 | 40.167 | 40.13 | 37.617 | 38.367 | 37.083 | 37.7 | 37.7 | 39.133 | 38.5 | 37.3 | 40.433 | 40.45 | 38.58 | 39.333 | 37.367 | 37.283 | 38.5 | 39.133 | 39.1 | 38.7 | 38.067 | 39.3 | 39.483 | 39.417 | 36.6 | 36.667 | 37.9 | 37.633 | 37.7 | 37.717 | 37.667 | 38 | 37.617 | 37.367 | 38.217 | 38.517 | 40.717 | 40.85 | 41.483 | 40.783 | 40.783 | 40.783 | 41.633 | 41.067 | 41.5 | 41.183 | 41.267 | 41.333 | 41.917 | 41.167 | 41.65 | 41.25 | 41.917 | 41.667 | 41.4 | 41.667 | 41.717 | 42.067 | 42.7 | 41.933 | 41.367 | 41.733 | 42.583 | 42.367 | 42.267 | 42.183 | 40.367 | 40.2 | 40.117 | 40.133 | 40.217 | 40.783 | 41.183 | 40.3 | 40.317 | 40.72 | 41.333 | 41.25 | 41.7 | 42.2 | 42.167 | 43.517 | 40.65 | 42.75 | 43.35 | 43.117 | 43.15 | 40.5 | 40.35 | 40.917 | 42.15 | 41.4 | 41.517 | 40.817 | 41.25 | 42.083 | 41.8 | 41.383 | 42.933 | 43.1 | 43.117 | 41.983 | 41.917 | 38.567 | 40.06 | 39.833 | 40.667 | 41.75 | 41 | 40.65 | 40.233 | 41.783 | 42.417 | 41.7 | 41.583 | 41.017 | 42.217 | 42.217 | 42.4 | 42.233 | 42.617 | 42.633 | 42.917 | 42.783 | 42.267 | 42.3 | 42.2 | 41.467 | 41.883 | 41.4 | 41.283 | 40.783 | 40.467 | 43.083 | 41.533 | 43.067 | 41.683 | 41.1 | 40.75 | 42.05 | 41.033 | 42.4 | 41.833 | 41.017 | 42.233 | 43.283 | 41.983 | 42.433 | 40.717 | 42.55 | 40.667 | 42.783 | 43.15 | 42.05 | 41.367 | 42.683 | 42.983 | 42.55 | 41.3 | 41.017 | 43.217 | 42.6 | 41.267 | 41.317 | 40.833 | 40.3 | 40.967 | 41.617 | 40.6 | 40.733 | 41.767 | 41.367 | 40.083 | 41.117 | 41.433 | 42.583 | 41.983 | 41.45 | 41.45 | 42.467 | 42.383 | 41.1 | 41.117 | 40.2 | 40.517 | 40.45 | 42.05 | 42.833 | 41.15 | 41.317 | 39.833 | 41.867 | 42.867 | 42.9 | 40.5 | 40.433 | 40.483 | 39.533 | 40.77 | 40.217 | 41.46 | 41.8 | 41.2 | 41.117 | 42.817 | 43.05 | 41.283 | 43.6 | 42.917 | 43.517 | 42.15 | 40.067 | 40.717 | 40.833 | 40.9 | 39.3 | 39.317 | 38.9 | 43.5 | 42.55 | 42.533 | 42.65 | 42.22 | 39.133 | 40.15 | 40.517 | 40.983 | 41.783 | 41.783 | 41.5 | 42.19 | 42.6 | 42.167 | 43.2 | 43.083 | 43.65 | 43.4 | 44.533 | 44.45 | 44.067 | 47.283 | 44.8 | 43.35 | 43.633 | 44.267 | 44.2 | 43.567 | 44.583 | 42.9 | 44.467 | 44.05 | 44.317 | 45.65 | 44.933 | 44 | 44.383 | 42.883 | 42.133 | 42.233 | 43.167 | 42.967 | 42.667 | 43.533 | 44.367 | 44.283 | 44.267 | 44.733 | 45.067 | 44.45 | 42.95 | 45.933 | 43.13 | 42.617 | 43.2 | 43.867 | 44.867 | 43.9 | 44.483 | 44.133 | 43.983 | 44.25 | 44.85 | 44.917 | 43.167 | 44.783 | 45.483 | 45.7 | 45.75 | 45.133 | 41.05 | 43.4 | 43.167 | 43.583 | 44.3 | 42.917 | 44.4 | 48.017 | 43.767 | 44.933 | 45.65 | 45.55 | 46.4 | 44.55 | 45.883 | 46.7 | 44.45 | 46.283 | 44.333 | 44.583 | 45.567 | 43.983 | 44.317 | 44.117 | 44.867 | 44.633 | 45.067 | 45.117 | 45.95 | 44.817 | 44.883 | 45.1 | 44.933 | 44.217 | 43.65 | 43.65 | 44.083 | 43.683 | 45.45 | 44.85 | 44.05 | 44.15 | 45.15 | 44.35 | 44.767 | 43.967 | 47.133 | 45.533 | 44.383 | 44.517 | 45.8 | 47.05 | 45.95 | 45.8 | 45.7 | 43.62 | 43.633 | 43.05 | 43.52 | 44.25 | 45.117 | 45.7 | 45.283 | 44.833 | 43.233 | 43.417 | 44.05 | 44.9 | 44.483 | 45.25 | 45.6 | 45.55 | 45.533 | 45.617 | 46.117 | 46.867 | 46.683 | 43.967 | 46.467 | 46.25 | 45.567 | 45.633 | 45.817 | 47.167 | 47.05 | 46.533 | 46.833 | 47.85 | 46.9 | 47.383 | 46.833 | 47.217 | 47.817 | 48.567 | 46.267 | 47.4 | 45.883 | 48.717 | 48.85 | 48.783 | 45.567 | 46.55 | 47.583 | 45.317 | 46.933 | 45.7 | 46.917 | 47.5 | 48.067 | 47.2 | 43.667 | 48.117 | 47.967 | 47.95 | 46.77 | 46.8 | 48.2 | 48.417 | 48.267 | 48.217 | 48.31 | 47.7 | 46.6 | 46.917 | 47.467 | 48.55 | 48.317 | 48.6 | 46.567 | 47.283 | 47.4 | 47.3 | 47.2 | 46.367 | 47.767 | 46.567 | 46.267 | 46.1 | 47.49 | 47.633 | 47.683 | 46.75 | 48.117 | 46.15 | 46.967 | 46.983 | 46.133 | 46.483 | 47.483 | 47.467 | 47.483 | 47.68 | 47.9 | 47.267 | 47.933 | 48.8 | 47.15 | 47.083 | 46.433 | 44.05 | 43.9 | 42.933 | 41.767 | 40.65 | 40.717 | 40.85 | 42.717 | 42.2 | 42.15 | 37.4 | 38.267 | 39.833 | 38.817 | 39 | 37.083 | 36.633 | 35.683 | 36.667 | 36.983 | 35.133 | 36.3 | 36.333 | 32.833 | 33.633 | 33.617 | 32.85 | 31.317 | 30.4 | 30.417 | 30.067 | 30.417 | 32 | 30.967 | 27.85 | 33.967 | 33.683 | 33.817 | 28.617 | 21.983 | 21.45 | 21.317 | 21.317 | 21.15 | 20.9 | 20.95 | 20.783 | 19.733 | 19.717
690230TYA.CSV | WHIDBEY ISLAND NAS | 3110.8883 | 1835.6547 | 23411.7002 | 306.5525 |  |  |  | Longitude | -116.167 | -99.85 | -122.667 | -114.617 | -160 | -156.62 | -148.483 | -166.8 | -166.05 | -162.6 | -151.733 | -157.85 | -151.517 | -152.1 | -145.267 | -165.45 | -163.3 | -170.5 | -171.75 | -160.8 | -160.183 | -164.5 | -166.267 | -166.15 | -161.833 | -156.383 | -155.6 | -159.533 | -152.283 | -152.083 | -150.1 | -151.233 | -151.033 | -149.1 | -149.833 | -135.45 | -147.85 | -149.017 | -147.1 | -145.717 | -145.45 | -149.8 | -149.967 | -150 | -149.85 | -149.083 | -149.517 | -146.35 | -146.267 | -148.683 | -149.45 | -141.933 | -145.5 | -152.3 | -170.217 | -162.717 | -160.517 | -158.517 | -156.65 | -158.617 | -154.917 | -157.15 | -151.483 | -146.317 | -152.5 | -160.4 | -139.633 | -135.3 | -135.7 | -135.367 | -134.583 | -133.95 | -132.95 | -132.367 | -132.833 | -131.717 | -131.567 | 174.117 | -176.65 | -166.55 | -81.75 | -81.683 | -81.05 | -80.3 | -80.283 | -80.15 | -80.383 | -80.433 | -80.1 | -81.767 | -80.167 | -80.65 | -80.417 | -81.333 | -81.333 | -82.217 | -81.067 | -81.25 | -81.7 | -81.667 | -81.417 | -81.517 | -81.2 | -80.033 | -80.717 | -80.367 | -82.633 | -81.867 | -81.75 | -82.533 | -82.55 | -82.683 | -82.017 | -82.5 | -81.467 | -81.383 | -84.37 | -82.283 | -84.183 | -83.283 | -83.65 | -83.6 | -81.967 | -84.433 | -84.517 | -84.3 | -86.517 | -86.517 | -87.183 | -87.317 | -87.017 | -88.25 | -88.067 | -85.683 | -85 | -84.95 | -86.4 | -86.35 | -86.017 | -85.433 | -85.717 | -84.517 | -86.75 | -85.433 | -86.083 | -87.617 | -85.85 | -90.25 | -91.883 | -90.033 | -90.017 | -91.15 | -91.333 | -88.75 | -88.567 | -89.333 | -90.083 | -90.983 | -91.3 | -90.467 | -90.083 | -93.183 | -93.233 | -93.167 | -91.983 | -90.667 | -94.017 | -94.8 | -95.55 | -95.367 | -95.283 | -95.09 | -96.367 | -94.75 | -95.4 | -94.98 | -93.817 | -93.75 | -93.667 | -92.033 | -92.3 | -94.717 | -97.433 | -97.65 | -98.17 | -97.63 | -97.283 | -97.817 | -98.033 | -99.49 | -98.467 | -97.05 | -99.217 | -98.467 | -99.167 | -98.583 | -98.283 | -97.74 | -97.767 | -97.683 | -96.933 | -96.25 | -97.233 | -97.317 | -97.717 | -97.683 | -97.833 | -97.4 | -96.85 | -95.45 | -96.067 | -97.017 | -97.317 | -97.45 | -97.367 | -98.067 | -96.833 | -96.867 | -100.91 | -100.783 | -100.5 | -102.55 | -104.017 | -102.183 | -103.2 | -99.71 | -101.817 | -104.533 | -105.533 | -103.317 | -104.267 | -103.083 | -106.917 | -106.5 | -107.267 | -107.717 | -109.6 | -110.95 | -110.883 | -109.683 | -111.767 | -111.983 | -112.083 | -112.367 | -111.917 | -114.6 | -117.25 | -116.5 | -117.45 | -118.35 | -118.45 | -118.483 | -120.467 | -120.633 | -117.633 | -117.167 | -117.133 | -116.983 | -117.2 | -117.35 | -117.283 | -117.133 | -118.4 | -118.333 | -118.167 | -117.983 | -117.867 | -77.9 | -79.017 | -78.883 | -75.55 | -75.7 | -78.783 | -77.4 | -77.967 | -77.633 | -77.9 | -77.617 | -76.033 | -76.2 | -76.9 | -76.283 | -76.5 | -76.883 | -77.05 | -77.383 | -81.117 | -79.733 | -83.333 | -82.35 | -82.217 | -82.717 | -80.95 | -79.4 | -81.383 | -82.533 | -79.95 | -82.4 | -80.217 | -85.167 | -86.783 | -87.6 | -85.2 | -83.983 | -85.083 | -86.683 | -90.467 | -88.45 | -88.583 | -88.767 | -89.983 | -88.917 | -89.4 | -92.233 | -92.15 | -90.917 | -90.65 | -93.1 | -91.567 | -91.933 | -94 | -92.817 | -94.117 | -94.367 | -94.483 | -94.217 | -94.167 | -93.15 | -92.467 | -91.65 | -94.1 | -89.567 | -94.5 | -98.5 | -99.267 | -99.05 | -99.2 | -99.767 | -97.6 | -97.917 | -97.383 | -97.65 | -97.083 | -97.49 | -98.4 | -95.883 | -96.017 | -95.783 | -98.417 | -103.15 | -100.283 | -108.783 | -101.9 | -106.62 | -106.083 | -108.233 | -105.667 | -103.6 | -105.15 | -113.95 | -111.45 | -112.417 | -110.717 | -110 | -111.667 | -112.15 | -114.617 | -117.867 | -116.8 | -118.217 | -118.083 | -118.717 | -119.05 | -115.15 | -115.033 | -116.02 | -119.717 | -119.067 | -119.4 | -119.117 | -119.85 | -119.083 | -119.2 | -120.467 | -120.633 | -77.317 | -77.517 | -78.45 | -78.433 | -75.767 | -77.47 | -77.45 | -77.3 | -77.517 | -77.183 | -76.417 | -75.517 | -77.033 | -78.15 | -77.567 | -81.35 | -82.033 | -76.683 | -77.733 | -74.567 | -75.083 | -75.233 | -74.067 | -75.017 | -75.15 | -75.467 | -75.6 | -74.283 | -74.817 | -74.6 | -79.2 | -78.9 | -79.333 | -80.817 | -79.967 | -80.417 | -79.833 | -80.683 | -82.533 | -81.117 | -81.24 | -80.4 | -81.583 | -79.85 | -80.233 | -79.917 | -77.983 | -84.667 | -84.6 | -85.733 | -85.667 | -83.317 | -87.683 | -85.967 | -84.083 | -82.55 | -81.433 | -80.65 | -82.883 | -81.9 | -83.067 | -84.217 | -84.417 | -87.533 | -88.867 | -89.25 | -89.85 | -89.017 | -90.367 | -90.65 | -88.767 | -84.6 | -86.95 | -87.3 | -86.617 | -86.267 | -86.933 | -89.683 | -91.2 | -88.917 | -93.383 | -92.217 | -90.4 | -92.55 | -91.767 | -92.15 | -92.15 | -92.55 | -94.717 | -94.6 | -93.55 | -94.733 | -94.883 | -94.9 | -97.433 | -97.217 | -97.267 | -97.867 | -95.483 | -97.283 | -99.967 | -100.717 | -100.967 | -98.867 | -99.267 | -96.767 | -96.667 | -96.183 | -95.633 | -95.667 | -97.65 | -98.817 | -97.667 | -105.867 | -107.75 | -103.533 | -102.683 | -104.5 | -104.333 | -101.7 | -99.833 | -104.717 | -103.717 | -105.179 | -106.317 | -106.917 | -106.867 | -106.933 | -104.75 | -103.233 | -105.24 | -109.483 | -110.717 | -113.6 | -113.1 | -112.15 | -108.533 | -107.9 | -108.633 | -104.633 | -105.017 | -109.54 | -112.583 | -118.35 | -120.517 | -121.5 | -121.433 | -121.567 | -121.583 | -117.083 | -114.85 | -119.767 | -118.717 | -121.867 | -121.6 | -121.233 | -120.95 | -121.817 | -122.217 | -122.117 | -122.05 | -122.4 | -121.933 | -122.283 | -122.817 | -74.183 | -74.067 | -73.133 | -73.883 | -73.967 | -73.1 | -73.883 | -73.717 | -74.1 | -73.15 | -72.883 | -72.05 | -71.5 | -71.583 | -70.517 | -70.067 | -70.733 | -70.95 | -70.617 | -70.283 | -71.433 | -70.217 | -73.167 | -72.683 | -73.483 | -72.65 | -70.917 | -71.017 | -71.883 | -71.183 | -75.967 | -76.767 | -76.3 | -80.283 | -76.85 | -79.95 | -78.9 | -78.317 | -78.833 | -77.93 | -75.733 | -76.917 | -74.8 | -75.983 | -76.9 | -72.95 | -75.45 | -73.8 | -73.617 | -76.1 | -75.383 | -80.233 | -79.917 | -81.433 | -79.267 | -81.85 | -81.683 | -82.517 | -80.667 | -80.183 | -78.633 | -79.867 | -78.733 | -78.95 | -77.683 | -87.917 | -88.25 | -90.15 | -88.37 | -88.867 | -89.683 | -89.667 | -85.2 | -86.15 | -85.4 | -87.75 | -87.867 | -86.333 | -83.8 | -83.667 | -83.35 | -83.75 | -83 | -83.533 | -82.833 | -83.983 | -82.533 | -84.583 | -84.467 | -85.25 | -89.1 | -90.517 | -91.717 | -95.05 | -91.667 | -91.117 | -91.433 | -94.267 | -93.667 | -92.617 | -93.017 | -92.45 | -95.417 | -94.783 | -93.367 | -90.7 | -90.333 | -94.367 | -91.167 | -91.733 | -95.383 | -93.867 | -95.033 | -92.4 | -91.333 | -96.2 | -93.333 | -93.85 | -91.15 | -91.967 | -96.067 | -94.183 | -93.117 | -95.267 | -95.833 | -95.233 | -95.767 | -95.9 | -96.767 | -96.75 | -98.317 | -98.95 | -98.433 | -99 | -96.167 | -96.017 | -95.6 | -95.917 | -99.65 | -100 | -97.433 | -96.517 | -97.333 | -98.683 | -96.383 | -102.983 | -100.667 | -100.583 | -101.617 | -99.333 | -102.8 | -103.083 | -104.8 | -105.683 | -104.65 | -103.6 | -100.55 | -106.467 | -107.533 | -109.517 | -107.217 | -107.717 | -111.97 | -111.717 | -109.44 | -107.2 | -112.017 | -111.967 | -108.733 | -108.45 | -111.033 | -110.733 | -112.567 | -112.067 | -112.283 | -118.55 | -114.033 | -115.8 | -117.8 | -120.717 | -120.133 | -120 | -114.3 | -114.35 | -113.767 | -111.583 | -121.74 | -123.2 | -122.25 | -122.317 | -124.1 | -124.233 | -122.467 | -120.533 | -122.7 | -123.367 | -120.4 | -71.5 | -70.817 | -70.3 | -70.717 | -69.683 | -68.367 | -69.1 | -68.317 | -68.817 | -72.517 | -72.3 | -71.3 | -72.567 | -71.417 | -71.183 | -72.267 | -73.15 | -70.283 | -69.8 | -68.683 | -74.85 | -76.017 | -74.2 | -85.517 | -86.433 | -85.55 | -86.233 | -83.75 | -83.417 | -84.083 | -84.683 | -85.417 | -86.25 | -85.583 | -83.583 | -83.4 | -87.9 | -89.733 | -89.33 | -89.033 | -90.183 | -91.25 | -91.483 | -92.5 | -88.133 | -87.683 | -88.55 | -88.517 | -87.417 | -89.633 | -88.717 | -89.667 | -91.717 | -90.4 | -87.033 | -87.633 | -91.983 | -94.75 | -95.15 | -96.75 | -96.817 | -97.383 | -98.217 | -92.867 | -98.033 | -97.15 | -95.317 | -94.05 | -94.133 | -95.083 | -95.4 | -92.5 | -95.817 | -96.15 | -93.317 | -92.483 | -95.967 | -96.317 | -94.5 | -93.25 | -94.383 | -90.183 | -93.35 | -95.083 | -94.35 | -93.45 | -93.233 | -94.5 | -93.05 | -93.917 | -94.417 | -95.583 | -91.7 | -93.367 | -98.417 | -93.15 | -103.05 | -103.1 | -87.15 | -105.533 | -106.967 | -107.95 | -104.8 | -100.433 | -100.283 | -109.017 | -108.55 | -109.45 | -112.5 | -111.15 | -110.45 | -116.21 | -116.633 | -115.867 | -119.02 | -121.167 | -113.883 | -118.833 | -118 | -117.817 | -123.35 | -124.25 | -123.07 | -123 | -123.283 | -122.767 | -122.617 | -122.4 | -122.95 | -121.15 | -67.8 | -68.033 | -68.05 | -69.717 | -84.35 | -84.467 | -84.783 | -89.467 | -88.117 | -88.5 | -91.75 | -90.133 | -92.217 | -96.617 | -95.067 | -92.85 | -95.883 | -93.517 | -91.833 | -93.4 | -92.567 | -92.5 | -93.267 | -94.6 | -95.7 | -96.95 | -93.267 | -93.683 | -95.767 | -95.65 | -96.817 | -96.5 | -98.683 | -94.933 | -96.183 | -91.4 | -92.933 | -98.917 | -97.4 | -97.183 | -100.77 | -102.8 | -103.65 | -101.35 | -101.283 | -106.617 | -105.1 | -104.2 | -111.967 | -114.1 | -111.383 | -109.767 | -114.25 | -112.367 | -120.55 | -121.333 | -120.2 | -119.517 | -119.317 | -117.017 | -116.817 | -119.6 | -119.117 | -118.283 | -117.589 | -117.65 | -117.317 | -117.117 | -123.5 | -123.883 | -122.9 | -123.933 | -122.9 | -122.8 | -122.75 | -122.317 | -122.217 | -122.25 | -122.283 | -122.583 | -124.567 | -122.533 | -122.483 | -122.583 | -105.883 | -75.717 | -69.933 | -71.433 | -88.467 | -73.8 | -73.417 | -72.633 | -71.117 | -72.533 | -72.717 | -122.05 | -121.933 | -84.05 | -76.867 | -74.917 | -76.35 | -80.017 | -117.683 | -87.483 | -86.433 | -78.933 | -76.25 | -119.95 | -115.583 | -116.167 | -114.717 | -106.1 | -92.55 | -89.067 | -88.917 | -85.583 | -86.683 | -81.15 | -83.2 | -82.517 | -80.467 | -78.933 | -78.717 | -80.717 | -159.333 | -157.783 | -158.067 | -157.933 | -157.1 | -156.433 | -156.633 | -156.95 | -156.05 | -155.05
699604TYA.CSV | YUMA MCAS | 3463.2372 | 2978.4181 | 13367.1536 | 489.6106 |  |  |  | Site Name | TWENTYNINE PALMS | ABILENE DYESS AFB | WHIDBEY ISLAND NAS | YUMA MCAS | SELAWIK | BARROW W POST-W ROGERS ARPT [NSA - ARM] | DEADHORSE | POINT HOPE (AWOS) | SHISHMAREF (AWOS) | KOTZEBUE RALPH WEIN MEMORIAL | ANAKTUVUK PASS | AMBLER | BETTLES FIELD | TANANA RALPH M CALHOUN MEM AP | FORT YUKON | NOME MUNICIPAL ARPT | SAINT MARY`S (AWOS) | SAVOONGA | GAMBELL | UNALAKLEET FIELD | ANVIK | EMMONAK | MEKORYUK | HOOPER BAY | BETHEL AIRPORT | HUSLIA | MCGRATH ARPT | ANIAK AIRPORT | MINCHUMINA | HAYES RIVER | TALKEETNA STATE ARPT | KENAI MUNICIPAL AP | SOLDOTNA | NENANA MUNICIPAL AP | CHULITNA | HOONAH | FAIRBANKS INTL ARPT | HEALY RIVER AIRPORT | FAIRBANKS/EIELSON A | BIG DELTA ALLEN AAF | GULKANA INTERMEDIATE FIELD | ANCHORAGE/ELMENDORF | LAKE HOOD SEAPLANE | ANCHORAGE INTL AP | ANCHORAGE MERRILL FIELD | PALMER MUNICIPAL | BIRCHWOOD | VALDEZ WSO | VALDEZ PIONEER FIEL | WHITTIER | SEWARD | NORTHWAY AIRPORT | CORDOVA | BIG RIVER LAKE | ST PAUL ISLAND ARPT | COLD BAY ARPT | SAND POINT | DILLINGHAM (AMOS) | KING SALMON ARPT | PORT HEIDEN | ILIAMNA ARPT | SLEETMUTE | HOMER ARPT | MIDDLETON ISLAND AUT | KODIAK AIRPORT | TOGIAC VILLAGE AWOS | YAKUTAT STATE ARPT | SKAGWAY AIRPORT | GUSTAVUS | SITKA JAPONSKI AP | JUNEAU INT'L ARPT | KAKE SEAPLANE BASE | PETERSBURG | WRANGELL | HYDABURG SEAPLANE | KETCHIKAN INTL AP | ANNETTE ISLAND AP | SHEMYA AFB | ADAK NAS | DUTCH HARBOR | KEY WEST INTL ARPT | KEY WEST NAS | MARATHON AIRPORT | MIAMI INTL AP | MIAMI/OPA LOCKA | FORT LAUDERDALE HOLLYWOOD INT | HOMESTEAD AFB | MIAMI/KENDALL-TAMIA | WEST PALM BEACH INTL ARPT | NAPLES MUNICIPAL | FORT LAUDERDALE | MELBOURNE REGIONAL AP | VERO BEACH MUNICIPAL ARPT | ORLANDO INTL ARPT | ORLANDO EXECUTIVE AP | OCALA MUNI (AWOS) | DAYTONA BEACH INTL AP | ORLANDO SANFORD AIRPORT | JACKSONVILLE INTL ARPT | JACKSONVILLE NAS | MAYPORT NS | JACKSONVILLE/CRAIG | SAVANNAH INTL AP | CHARLESTON INTL ARPT | BEAUFORT MCAS | ST LUCIE CO INTL | ST PETERSBURG ALBERT WHITTED | FORT MYERS PAGE FIELD | SOUTHWEST FLORIDA I | TAMPA INTERNATIONAL AP | SARASOTA BRADENTON | ST PETERSBURG CLEAR | LAKELAND LINDER RGN | ALMA BACON COUNTY AP | BRUNSWICK GOLDEN IS | BRUNSWICK MALCOLM MCKINNON AP | TALLAHASSEE REGIONAL AP [ISIS] | GAINESVILLE REGIONAL AP | ALBANY DOUGHERTY COUNTY AP | VALDOSTA WB AIRPORT | MACON MIDDLE GA REGIONAL AP | WARNER ROBINS AFB | AUGUSTA BUSH FIELD | ATLANTA HARTSFIELD INTL AP | FULTON CO ARPT BROW | DEKALB PEACHTREE | VALPARAISO ELGIN AFB | CRESTVIEW BOB SIKES AP | PENSACOLA REGIONAL AP | PENSACOLA FOREST SHERMAN NAS | WHITING FIELD NAAS | MOBILE REGIONAL AP | MOBILE DOWNTOWN AP | PANAMA CITY BAY CO | FORT BENNING LAWSON | COLUMBUS METROPOLITAN ARPT | MONTGOMERY DANNELLY FIELD | MAXWELL AFB | TROY AF | DOTHAN MUNICIPAL AP | CAIRNS FIELD FORT RUCKER | MARIETTA DOBBINS AFB | BIRMINGHAM MUNICIPAL AP | AUBURN-OPELIKA APT | GADSEN MUNI (AWOS) | TUSCALOOSA MUNICIPAL AP | ANNISTON METROPOLITAN AP | NEW ORLEANS INTL ARPT | NEW IBERIA NAAS | NEW ORLEANS LAKEFRONT AP | NEW ORLEANS ALVIN CALLENDER F | BATON ROUGE RYAN ARPT | PATTERSON MEMORIAL | MERIDIAN KEY FIELD | MERIDIAN NAAS | HATTIESBURG LAUREL | JACKSON INTERNATIONAL AP | GREENVILLE MUNICIPAL | NATCHEZ/HARDY(AWOS) | MCCOMB PIKE COUNTY AP | GREENWOOD LEFLORE ARPT | FORT POLK AAF | LAKE CHARLES REGIONAL ARPT | LAKE CHARLES WB AIRP | LAFAYETTE REGIONAL AP | HOUMA-TERREBONNE | PORT ARTHUR JEFFERSON COUNTY | GALVESTON/SCHOLES | HOUSTON/D.W. HOOKS | HOUSTON BUSH INTERCONTINENTAL | HOUSTON WILLIAM P HOBBY AP | HOUSTON ELLINGTON AFB [CLEAR LAKE - UT] | COLLEGE STATION EASTERWOOD FL | LUFKIN ANGELINA CO | TYLER/POUNDS FLD | LONGVIEW GREGG COUNTY AP [OVERTON - UT] | SHREVEPORT REGIONAL ARPT | SHREVEPORT DOWNTOWN | BARKSDALE AFB | MONROE REGIONAL AP | ALEXANDRIA ESLER REGIONAL AP | NACOGDOCHES (AWOS) | BROWNSVILLE S PADRE ISL INTL | HARLINGEN RIO GRANDE VALLEY I | MCALLEN MILLER INTL AP [EDINBURG - UT] | CORPUS CHRISTI INTL ARPT [UT] | CORPUS CHRISTI NAS | KINGSVILLE | ALICE INTL AP | LAREDO INTL AP [UT] | SAN ANTONIO/STINSON | ROCKPORT/ARANSAS CO | COTULLA FAA AP | SAN ANTONIO INTL AP | HONDO MUNICIPAL AP | SAN ANTONIO KELLY FIELD AFB | RANDOLPH AFB | AUSTIN MUELLER MUNICIPAL AP [UT] | CAMP MABRY | GEORGETOWN (AWOS) | VICTORIA REGIONAL AP | PALACIOS MUNICIPAL AP | WACO REGIONAL AP | MC GREGOR (AWOS) | FORT HOOD | KILLEEN MUNI (AWOS) | ROBERT GRAY AAF | DRAUGHON MILLER CEN | DALLAS LOVE FIELD | COX FLD | GREENVILLE/MAJORS | DALLAS-FORT WORTH INTL AP | FORT WORTH ALLIANCE | FORT WORTH NAS | FORT WORTH MEACHAM | MINERAL WELLS MUNICIPAL AP | DALLAS/ADDISON ARPT | DALLAS/REDBIRD ARPT | DEL RIO [UT] | DEL RIO LAUGHLIN AFB | SAN ANGELO MATHIS FIELD | DALHART MUNICIPAL AP | MARFA AP | MIDLAND INTERNATIONAL AP | WINK WINKLER COUNTY AP | ABILENE REGIONAL AP [UT] | LUBBOCK INTERNATIONAL AP | ROSWELL INDUSTRIAL AIR PARK | SIERRA BLANCA RGNL | CLOVIS CANNON AFB | CARLSBAD CAVERN CITY AIR TERM | CLOVIS MUNI (AWOS) | LAS CRUCES INTL | EL PASO INTERNATIONAL AP [UT] | TRUTH OR CONSEQUENCES MUNI AP | DEMING MUNI | DOUGLAS BISBEE-DOUGLAS INTL A | TUCSON INTERNATIONAL AP | DAVIS MONTHAN AFB | SAFFORD (AMOS) | CASA GRANDA (AWOS) | PHOENIX SKY HARBOR INTL AP | DEER VALLEY/PHOENIX | LUKE AFB | SCOTTSDALE MUNI | YUMA INTL ARPT | MARCH AFB | PALM SPRINGS INTL | RIVERSIDE MUNI | BURBANK-GLENDALE-PASSADENA AP | SANTA MONICA MUNI | VAN NUYS AIRPORT | LOMPOC (AWOS) | SAN LUIS CO RGNL | CHINO AIRPORT | SAN DIEGO LINDBERGH FIELD | SAN DIEGO/MONTGOMER | CHULA VISTA BROWN FIELD NAAS | SAN DIEGO NORTH ISLAND NAS | CAMP PENDLETON MCAS | CARLSBAD/PALOMAR | SAN DIEGO MIRAMAR NAS | LOS ANGELES INTL ARPT | JACK NORTHROP FLD H | LONG BEACH DAUGHERTY FLD | FULLERTON MUNICIPAL | SANTA ANA JOHN WAYNE AP | WILMINGTON INTERNATIONAL ARPT | FAYETTEVILLE POPE AFB | FAYETTEVILLE RGNL G | CAPE HATTERAS NWS BLDG | DARE CO RGNL | RALEIGH DURHAM INTERNATIONAL | PITT GREENVILLE ARP | GOLDSBORO SEYMOUR JOHNSON AFB | KINSTON STALLINGS AFB | ROCKY MOUNT WILSON | JACKSONVILLE (AWOS) | OCEANA NAS | NORFOLK INTERNATIONAL AP | FRANKLIN NAAS | NORFOLK NAS | NEWPORT NEWS | CHERRY POINT MCAS | NEW BERN CRAVEN CO REGL AP | NEW RIVER MCAF | COLUMBIA METRO ARPT | FLORENCE REGIONAL AP | ATHENS BEN EPPS AP | GREENVILLE DOWNTOWN AP | GREER GREENV'L-SPARTANBRG AP | ANDERSON COUNTY AP | CHARLOTTE DOUGLAS INTL ARPT | SOUTHERN PINES AWOS | HICKORY REGIONAL AP | ASHEVILLE REGIONAL ARPT | GREENSBORO PIEDMONT TRIAD INT | BRISTOL TRI CITY AIRPORT | WINSTON-SALEM REYNOLDS AP | ROME R B RUSSELL AP | HUNTSVILLE INTL/JONES FIELD | MUSCLE SHOALS REGIONAL AP | CHATTANOOGA LOVELL FIELD AP | KNOXVILLE MCGHEE TYSON AP | CROSSVILLE MEMORIAL AP | NASHVILLE INTERNATIONAL AP | POPLAR BLUFF(AMOS) | COLUMBUS AFB | GOLDEN TRI(AWOS) | TUPELO C D LEMONS ARPT | MEMPHIS INTERNATIONAL AP | JACKSON MCKELLAR-SIPES REGL A | DYERSBURG MUNICIPAL AP | LITTLE ROCK ADAMS FIELD | LITTLE ROCK AFB | WALNUT RIDGE (AWOS) | JONESBORO MUNI | MEMORIAL FLD | STUTTGART (AWOS) | PINE BLUFF FAA AP | TEXARKANA WEBB FIELD | EL DORADO GOODWIN FIELD | SPRINGDALE MUNI | FORT SMITH REGIONAL AP | SILOAM SPRING(AWOS) | BENTONVILLE (AWOS) | FAYETTEVILLE DRAKE FIELD | HARRISON FAA AP | FLIPPIN (AWOS) | BATESVILLE (AWOS) | ROGERS (AWOS) | CAPE GIRARDEAU MUNICIPAL AP | JOPLIN MUNICIPAL AP | WICHITA FALLS MUNICIPAL ARPT | ALTUS AFB | HOBART MUNICIPAL AP | CLINTON-SHERMAN | GAGE AIRPORT | OKLAHOMA CITY WILL ROGERS WOR | VANCE AFB | OKLAHOMA CITY TINKER AFB | OKLAHOMA CITY/WILEY | STILLWATER RGNL | PONCA CITY MUNICIPAL AP [SGP - ARM] | FORT SILL POST FIELD AF | TULSA INTERNATIONAL AIRPORT | BARTLESVILLE/PHILLI | MCALESTER MUNICIPAL AP | LAWTON MUNICIPAL | CLAYTON MUNICIPAL AIRPARK | CHILDRESS MUNICIPAL AP | GALLUP SEN CLARKE FLD | AMARILLO INTERNATIONAL AP [CANYON - UT] | ALBUQUERQUE INTL ARPT [ISIS] | SATA FE COUNTY MUNICIPAL AP | FARMINGTON FOUR CORNERS REGL | TAOS MUNI APT(AWOS) | TUCUMCARI FAA AP | LAS VEGAS MUNICIPAL ARPT | KINGMAN (AMOS) | PAGE MUNI (AMOS) | PRESCOTT LOVE FIELD | WINSLOW MUNICIPAL AP | SHOW LOW MUNICIPAL | FLAGSTAFF PULLIAM ARPT | GRAND CANYON NATL P | NEEDLES AIRPORT | EDWARDS AFB | DAGGETT BARSTOW-DAGGETT AP | LANCASTER GEN WM FOX FIELD | PALMDALE AIRPORT | SANDBERG | BAKERSFIELD MEADOWS FIELD | LAS VEGAS MCCARRAN INTL AP | NELLIS AFB | MERCURY DESERT ROCK AP [SURFRAD] | FRESNO YOSEMITE INTL AP | PORTERVILLE (AWOS) | VISALIA MUNI (AWOS) | POINT MUGU NF | SANTA BARBARA MUNICIPAL AP | CAMARILLO (AWOS) | OXNARD AIRPORT | SANTA MARIA PUBLIC ARPT | PASO ROBLES MUNICIPAL ARPT | RICHMOND INTERNATIONAL AP | DINWIDDIE CO | CHARLOTTESVILLE FAA | FARMVILLE | MELFA/ACCOMACK ARPT | WASHINGTON DC DULLES INT'L AR [STERLING - ISIS] | SHANNON ARPT | QUANTICO MCAS | MANASSAS MUNI(AWOS) | DAVISON AAF | PATUXENT RIVER NAS | SALISBURY WICOMICO CO AP | WASHINGTON DC REAGAN AP | WINCHESTER RGNL | LEESBURG/GODFREY | MARION / WYTHEVILLE | ABINGTON | BALTIMORE BLT-WASHNGTN INT'L | HAGERSTOWN RGNL RIC | ATLANTIC CITY INTL AP | MILLVILLE MUNICIPAL AP | PHILADELPHIA INTERNATIONAL AP | BELMAR ASC | PHILADELPHIA NE PHILADELPHIA | WILLOW GROVE NAS | DOVER AFB | WILMINGTON NEW CASTLE CNTY AP | CALDWELL/ESSEX CO. | TRENTON MERCER COUNTY AP | MCGUIRE AFB | LYNCHBURG REGIONAL ARPT | STAUNTON/SHENANDOAH | DANVILLE FAA AP | HILLSVILLE | ROANOKE REGIONAL AP | VIRGINIA TECH ARPT | HOT SPRINGS/INGALLS | PULASKI | WISE/LONESOME PINE | BECKLEY RALEIGH CO MEM AP | BLUEFIELD/MERCER CO [NREL] | LEWISBURG/GREENBRIE | CHARLESTON YEAGER ARPT | ELKINS ELKINS-RANDOLPH CO ARP | HARRISON MARION RGN | MORGANTOWN HART FIELD | MARTINSBURG EASTERN WV REG AP | CINCINNATI NORTHERN KY AP | LEXINGTON BLUEGRASS AP | LOUISVILLE STANDIFORD FIELD | LOUISVILLE BOWMAN FIELD | JACKSON JULIAN CARROLL AP | HENDERSON CITY | FORT KNOX GODMAN AAF | LONDON-CORBIN AP | HUNTINGTON TRI-STATE ARPT | PARKERSBURG WOOD COUNTY AP | WHEELING OHIO COUNTY AP | COLUMBUS PORT COLUMBUS INTL A | ZANESVILLE MUNICIPAL AP | OHIO STATE UNIVERSI | DAYTON INTERNATIONAL AIRPORT | CINCINNATI MUNICIPAL AP LUNKI | EVANSVILLE REGIONAL AP | MOUNT VERNON (AWOS) | SOUTHERN ILLINOIS | BELLEVILLE SCOTT AFB | MARION REGIONAL | ST LOUIS LAMBERT INT'L ARPT | ST LOUIS SPIRIT OF ST LOUIS A | PADUCAH BARKLEY REGIONAL AP | SOMERSET(AWOS) | HUNTINGBURG | TERRE HAUTE HULMAN REGIONAL A | MONROE CO | INDIANAPOLIS INTL AP | LAFAYETTE PURDUE UNIV AP | SPRINGFIELD CAPITAL AP | QUINCY MUNI BALDWIN FLD | CENTRAL ILLINOIS RG | SPRINGFIELD REGIONAL ARPT | COLUMBIA REGIONAL AIRPORT | FARMINGTON | KIRKSVILLE REGIONAL AP | VICHY ROLLA NATL ARPT | FT LNRD WD AAF | JEFFERSON CITY MEM | KAISER MEM (AWOS) | KANSAS CITY INT'L ARPT | KANSAS CITY DOWNTOWN AP | WHITEMAN AFB | OLATHE/JOHNSON CO. | OLATHE JOHNSON CO INDUSTRIAL | ST JOSEPH ROSECRANS MEMORIAL | WICHITA MID-CONTINENT AP | WICHITA/COL. JABARA | MCCONNELL AFB | HUTCHINSON MUNICIPAL AP | CHANUTE MARTIN JOHNSON AP | NEWTON (AWOS) | DODGE CITY REGIONAL AP | GARDEN CITY MUNICIPAL AP | LIBERAL MUNI | GREAT BEND (AWOS) | HAYS MUNI (AWOS) | FORT RILEY MARSHALL AAF | MANHATTAN RGNL | EMPORIA MUNICIPAL AP | TOPEKA MUNICIPAL AP | TOPEKA FORBES FIELD | CONCORDIA BLOSSER MUNI AP | RUSSELL MUNICIPAL AP | SALINA MUNICIPAL AP | ALAMOSA SAN LUIS VALLEY RGNL | DURANGO/LA PLATA CO | LA JUNTA MUNICIPAL AP | LAMAR MUNICIPAL | PUEBLO MEMORIAL AP | TRINIDAD LAS ANIMAS COUNTY AP | GOODLAND RENNER FIELD | HILL CITY MUNICIPAL AP | COLORADO SPRINGS MUNI AP | LIMON | DENVER/CENTENNIAL [GOLDEN - NREL] | LEADVILLE/LAKE CO. | EAGLE COUNTY AP | ASPEN PITKIN CO SAR | GUNNISON CO. (AWOS) | AURORA BUCKLEY FIELD ANGB | AKRON WASHINGTON CO AP | BROOMFIELD/JEFFCO [BOULDER - SURFRAD] | BLANDING | HANKSVILLE | SAINT GEORGE (AWOS) | CEDAR CITY MUNICIPAL AP | BRYCE CNYN FAA AP | GRAND JUNCTION WALKER FIELD | MONTROSE CO. ARPT | CORTEZ/MONTEZUMA CO | GREELEY/WELD (AWOS) | FORT COLLINS (AWOS) | MOAB/CANYONLANDS [UO] | DELTA | BISHOP AIRPORT | MERCED/MACREADY FLD | SACRAMENTO EXECUTIVE ARPT | BEALE AFB | YUBA CO | SACRAMENTO METROPOLITAN AP | TONOPAH AIRPORT | ELY YELLAND FIELD | RENO TAHOE INTERNATIONAL AP | FALLON NAAS | MONTEREY NAF | SALINAS MUNICIPAL AP | STOCKTON METROPOLITAN ARPT | MODESTO CITY-COUNTY AP | LIVERMORE MUNICIPAL | OAKLAND METROPOLITAN ARPT | HAYWARD AIR TERM | CONCORD CONCORD-BUCHANAN FIEL | SAN FRANCISCO INTL AP | SAN JOSE INTL AP | NAPA CO. AIRPORT | SANTA ROSA (AWOS) | NEWARK INTERNATIONAL ARPT | TETERBORO AIRPORT | OXFORD (AWOS) | NEW YORK LAGUARDIA ARPT | NEW YORK CENTRAL PRK OBS BELV | ISLIP LONG ISL MACARTHUR AP | POUGHKEEPSIE DUTCHESS CO AP | WHITE PLAINS WESTCHESTER CO A | STEWART FIELD | BRIDGEPORT SIKORSKY MEMORIAL | NEW HAVEN TWEED AIRPORT | GROTON NEW LONDON AP | PAWTUCKET (AWOS) | BLOCK ISLAND STATE ARPT | OTIS ANGB | NANTUCKET MEMORIAL AP | PLYMOUTH MUNICIPAL | NEW BEDFORD RGNL | MARTHAS VINEYARD | BARNSTABLE MUNI BOA | PROVIDENCE T F GREEN STATE AR | PROVINCETOWN (AWOS) | NORTH ADAMS | HARTFORD BRADLEY INTL AP | DANBURY MUNICIPAL | HARTFORD BRAINARD FD | BEVERLY MUNI | BOSTON LOGAN INT'L ARPT | WORCHESTER REGIONAL ARPT | NORWOOD MEMORIAL | READING SPAATZ FIELD | MIDDLETOWN HARRISBURG INTL AP | LANCASTER | WASHINGTON (AWOS) | HARRISBURG CAPITAL CITY ARPT | BUTLER CO. (AWOS) | DUBOIS FAA AP | ALTOONA BLAIR CO ARPT | JOHNSTOWN CAMBRIA COUNTY AP | STATE COLLEGE [PENN STATE - SURFRAD] | WILKES-BARRE SCRANTON INTL AP | WILLIAMSPORT REGIONAL AP | MONTICELLO(AWOS) | BINGHAMTON EDWIN A LINK FIELD | ELMIRA CORNING REGIONAL AP | RUTLAND STATE | ALLENTOWN LEHIGH VALLEY INTL | ALBANY COUNTY AP | GLENS FALLS AP | SYRACUSE HANCOCK INT'L ARPT | UTICA ONEIDA COUNTY AP | PITTSBURGH INTERNATIONAL AP | PITTSBURGH ALLEGHENY CO AP | AKRON AKRON-CANTON REG AP | JAMESTOWN (AWOS) | CLEVELAND HOPKINS INTL AP | BURKE LAKEFRONT | MANSFIELD LAHM MUNICIPAL ARPT | YOUNGSTOWN REGIONAL AIRPORT | ERIE INTERNATIONAL AP | BRADFORD REGIONAL AP | FRANKLIN | BUFFALO NIAGARA INTL AP | NIAGARA FALLS AF | ROCHESTER GREATER ROCHESTER I | CHICAGO OHARE INTL AP | W. CHICAGO/DU PAGE | CAHOKIA/ST. LOUIS | UNIV OF ILLINOIS WI [BONDVILLE - SURFRAD] | DECATUR | PEORIA GREATER PEORIA AP | STERLING ROCKFALLS | FORT WAYNE INTL AP | GRISSOM ARB | DELAWARE CO JOHNSON | CHICAGO MIDWAY AP | CHICAGO/WAUKEGAN | SOUTH BEND MICHIANA RGNL AP | TOLEDO EXPRESS AIRPORT | FINDLAY AIRPORT | DETROIT METROPOLITAN ARPT | ANN ARBOR MUNICIPAL | DETROIT CITY AIRPORT | DETROIT WILLOW RUN AP | MOUNT CLEMENS SELFRIDGE FLD | HOWELL | ST.CLAIR COUNTY INT | LANSING CAPITAL CITY ARPT | JACKSON REYNOLDS FIELD | BATTLE CREEK KELLOGG AP | ROCKFORD GREATER ROCKFORD AP | MOLINE QUAD CITY INTL AP | CEDAR RAPIDS MUNICIPAL AP | ATLANTIC | WASHINGTON | BURLINGTON MUNICIPAL AP | KEOKUK MUNI | ALGONA | DES MOINES INTL AP | CHARLES CITY | NEWTON MUNI | OTTUMWA INDUSTRIAL AP | SHENANDOAH MUNI | CARROLL | CHARITON | DUBUQUE REGIONAL AP | CLINTON MUNI (AWOS) | CRESTON | MONTICELLO MUNI | DECORAH | DENISON | WEBSTER CITY | CLARINDA | WATERLOO MUNICIPAL AP | FORT MADISON | LE MARS | MASON CITY MUNICIPAL ARPT | BOONE MUNI | MUSCATINE | OELWEN | ORANGE CITY | FORT DODGE (AWOS) | KNOXVILLE | RED OAK | SHELDON | STORM LAKE | COUNCIL BLUFFS | OMAHA EPPLEY AIRFIELD | LINCOLN MUNICIPAL ARPT | BEATRICE MUNICIPAL | GRAND ISLAND CENTRAL NE REGIO | ORD/SHARP FIELD | HASTINGS MUNICIPAL | KEARNEY MUNI (AWOS) | TEKAMAH (ASOS) | OMAHA WSFO | FALLS CITY/BRENNER | BELLEVUE OFFUTT AFB | BROKEN BOW MUNI | AINSWORTH MUNICIPAL | NORFOLK KARL STEFAN MEM ARPT | FREMONT MUNI ARPT | COLUMBUS MUNI | O`NEILL/BAKER FIELD | SIOUX CITY SIOUX GATEWAY AP | SIDNEY MUNICIPAL AP | NORTH PLATTE REGIONAL AP | MCCOOK MUNICIPAL | IMPERIAL FAA AP | BREWSTER FIELD ARPT | ALLIANCE MUNICIPAL | CHADRON MUNICIPAL AP | CHEYENNE MUNICIPAL ARPT | LARAMIE GENERAL BREES FIELD | DENVER INTL AP | SCOTTSBLUFF W B HEILIG FIELD | VALENTINE MILLER FIELD | CASPER NATRONA CO INTL AP | CRAIG-MOFFAT | VERNAL | HAYDEN/YAMPA (AWOS) | RIFLE/GARFIELD RGNL | SALT LAKE CITY INT'L ARPT [ISIS] | PROVO MUNI (AWOS) | ROCK SPRINGS ARPT [GREEN RIVER - UO] | RAWLINS MUNICIPAL AP | OGDEN HINKLEY AIRPORT | OGDEN HILL AFB | LANDER HUNT FIELD | RIVERTON MUNICIPL AP | EVANSTON/BURNS FLD | JACKSON HOLE | POCATELLO REGIONAL AP | IDAHO FALLS FANNING FIELD | MALAD CITY | LOVELOCK DERBY FIELD | WENDOVER USAF AUXILIARY FIELD | ELKO MUNICIPAL ARPT | WINNEMUCCA MUNICIPAL ARPT | BLUE CANYON AP | TRUCKEE-TAHOE | SOUTH LAKE TAHOE | HAILEY/FRIEDMAN MEM | JOSLIN FLD MAGIC VA [TWIN FALLS - UO] | BURLEY MUNICIPAL ARPT | SODA SPRINGS/TIGERT | KLAMATH FALLS INTL AP [UO] | UKIAH MUNICIPAL AP | RED BLUFF MUNICIPAL ARPT | REDDING MUNICIPAL ARPT | ARCATA AIRPORT | CRESCENT CITY FAA AI | MONTAGUE SISKIYOU COUNTY AP | ALTURAS | MEDFORD ROGUE VALLEY INTL AP [ASHLAND - UO] | SEXTON SUMMIT | LAKEVIEW (AWOS) | CONCORD MUNICIPAL ARPT | PEASE INTL TRADEPOR | PORTLAND INTL JETPORT | SANFORD MUNI (AWOS) | WATERVILLE (AWOS) | BAR HARBOR (AWOS) | ROCKLAND/KNOX(AWOS) | NORTHERN AROOSTOOK | BANGOR INTERNATIONAL AP | SPRINGFIELD/HARTNES | LEBANON MUNICIPAL | MOUNT WASHINGTON | MONTPELIER AP | LACONIA MUNI (AWOS) | BERLIN MUNICIPAL | DILLANT HOPKINS | BURLINGTON INTERNATIONAL AP | AUBURN-LEWISTON | AUGUSTA AIRPORT | MILLINOCKET MUNICIPAL AP | MASSENA AP | WATERTOWN AP | ADIRONDACK RGNL | GRAND RAPIDS KENT COUNTY INT' | BENTON HARBOR/ROSS | KALAMAZOO BATTLE CR | MUSKEGON COUNTY ARPT | FLINT BISHOP INTL ARPT | OAKLAND CO INTL | SAGINAW TRI CITY INTL AP | HOUGHTON LAKE ROSCOMMON CO AR | CADILLAC WEXFORD CO AP | MANISTEE (AWOS) | TRAVERSE CITY CHERRY CAPITAL | ALPENA COUNTY REGIONAL AP | OSCODA WURTSMITH AFB | MILWAUKEE MITCHELL INTL AP | MINOCQUA/WOODRUFF | MADISON DANE CO REGIONAL ARPT [ISIS] | JANESVILLE/ROCK CO. | LONE ROCK FAA AP | LA CROSSE MUNICIPAL ARPT | EAU CLAIRE COUNTY AP | ROCHESTER INTERNATIONAL ARPT | GREEN BAY AUSTIN STRAUBEL INT | MANITOWAC MUNI AWOS | WITTMAN RGNL | APPLETON/OUTAGAMIE | STURGEON BAY | WAUSAU MUNICIPAL ARPT | WATERTOWN | MOSINEE/CENTRAL WI | RICE LAKE MUNICIPAL | PHILLIPS/PRICE CO. | ESCANABA (AWOS) | MENOMINEE (AWOS) | FAIR FIELD | ESTHERVILLE MUNI | SPENCER | SIOUX FALLS FOSS FIELD | BROOKINGS (AWOS) | CHAN GURNEY MUNI | HURON REGIONAL ARPT | ORR | MITCHELL (AWOS) | WATERTOWN MUNICIPAL AP | GLENWOOD (ASOS) | ST CLOUD REGIONAL ARPT | BRAINERD/WIELAND | REDWOOD FALLS MUNI | ALEXANDRIA MUNICIPAL AP | CLOQUET (AWOS) | MARSHALL/RYAN(AWOS) | FERGUS FALLS(AWOS) | FARIBAULT MUNI AWOS | RED WING | MORRIS MUNI (AWOS) | PIPESTONE (AWOS) | NEW ULM MUNI (AWOS) | OWATONNA (AWOS) | HUTCHINSON (AWOS) | MARSHFIELD MUNI | MINNEAPOLIS/CRYSTAL | WILLMAR | LITTLE FALLS (AWOS) | FLYING CLOUD | MINNEAPOLIS-ST PAUL INT'L ARP | LITCHFIELD MUNI | ST PAUL DOWNTOWN AP | MANKATO(AWOS) | FAIRMONT MUNI(AWOS) | WORTHINGTON (AWOS) | WINONA MUNI (AWOS) | ALBERT LEA (AWOS) | ABERDEEN REGIONAL ARPT | SOUTH ST PAUL MUNI | RAPID CITY REGIONAL ARPT | ELLSWORTH AFB | ANTIGO\LANG(AWOS) | GILLETTE/GILLETTE-C | SHERIDAN COUNTY ARPT | WORLAND MUNICIPAL | GLENDIVE(AWOS) | MOBRIDGE | PIERRE MUNICIPAL AP | CODY MUNI (AWOS) | BILLINGS LOGAN INT'L ARPT | LEWISTOWN MUNICIPAL ARPT | BUTTE BERT MOONEY ARPT | BOZEMAN GALLATIN FIELD | LIVINGSTON MISSION FIELD | BOISE AIR TERMINAL [UO] | CALDWELL (AWOS) | MOUNTAIN HOME AFB | BURNS MUNICIPAL ARPT [UO] | REDMOND ROBERTS FIELD | SALMON/LEMHI (AWOS) | PENDLETON E OR REGIONAL AP | LA GRANDE MUNI AP | BAKER MUNICIPAL AP | ROSEBURG REGIONAL AP | NORTH BEND MUNI AIRPORT | EUGENE MAHLON SWEET ARPT [UO] | SALEM MCNARY FIELD | CORVALLIS MUNI | AURORA STATE | PORTLAND INTERNATIONAL AP | PORTLAND/TROUTDALE | PORTLAND/HILLSBORO | THE DALLES MUNICIPAL ARPT | HOULTON INTL ARPT | CARIBOU MUNICIPAL ARPT | PRESQUE ISLE MUNICIP | WISCASSET | SAULT STE MARIE SANDERSON FIE | CHIPPEWA CO INTL | PELLSTON EMMET COUNTY AP | RHINELANDER ONEIDA | IRON MOUNTAIN/FORD | HANCOCK HOUGHTON CO AP | TWO HARBORS | IRONWOOD (AWOS) | DULUTH INTERNATIONAL ARPT | CROOKSTON MUNI FLD | PARK RAPIDS MUNICIPAL AP | HIBBING CHISHOLM-HIBBING AP | DETROIT LAKES(AWOS) | GRAND RAPIDS(AWOS) | ELY MUNI | INTERNATIONAL FALLS INTL AP | CRANE LAKE (AWOS) | EVELETH MUNI (AWOS) | MORA MUNI (AWOS) | BAUDETTE INTERNATIONAL AP | ROSEAU MUNI (AWOS) | HALLOCK | CAMBRIDGE MUNI | AITKIN NDB(AWOS) | FOSSTON(AWOS) | BENSON MUNI | FARGO HECTOR INTERNATIONAL AP | WHEATON NDB (AWOS) | JAMESTOWN MUNICIPAL ARPT | BEMIDJI MUNICIPAL | THIEF RIVER(AWOS) | SILVER BAY | AUSTIN MUNI | DEVILS LAKE(AWOS) | GRAND FORKS AF | GRAND FORKS INTERNATIONAL AP | BISMARCK MUNICIPAL ARPT [ISIS] | DICKINSON MUNICIPAL AP | WILLISTON SLOULIN INTL AP | MINOT AFB | MINOT FAA AP | GLASGOW INTL ARPT | WOLF POINT INTL [FORT PECK - SURFRAD] | SIDNEY-RICHLAND | HELENA REGIONAL AIRPORT | MISSOULA INTERNATIONAL AP | GREAT FALLS INTL ARPT | HAVRE CITY-COUNTY AP | KALISPELL GLACIER PK INT'L AR | CUT BANK MUNI AP | YAKIMA AIR TERMINAL | STAMPEDE PASS | WENATCHEE/PANGBORN | EPHRATA AP FCWOS | MOSES LAKE GRANT COUNTY AP | LEWISTON NEZ PERCE CNTY AP | COEUR D`ALENE(AWOS) | HANFORD | PASCO | WALLA WALLA CITY COUNTY AP | SPOKANE INTERNATIONAL AP [CHENEY - UO] | FAIRCHILD AFB | FELTS FLD | PULLMAN/MOSCOW RGNL | WILLIAM R FAIRCHILD | ASTORIA REGIONAL AIRPORT | OLYMPIA AIRPORT | HOQUIAM AP | KELSO WB AP | TOLEDO-WINLOCK MEM | BREMERTON NATIONAL | SEATTLE SEATTLE-TACOMA INTL A | RENTON MUNI | SEATTLE BOEING FIELD [ISIS] | SNOHOMISH CO | TACOMA NARROWS | QUILLAYUTE STATE AIRPORT | BELLINGHAM INTL AP | TACOMA MCCHORD AFB | GRAY AAF | MILES CITY MUNICIPAL ARPT | FORT DRUM/WHEELER-S | NAVAL AIR STATION | MANCHESTER AIRPORT | AURORA MUNICIPAL | NEW YORK J F KENNEDY INT'L AR | REPUBLIC | WESTHAMPTON GABRESKI AP | LAWRENCE MUNI | CHICOPEE FALLS WESTO | WESTFIELD BARNES MUNI AP | MOUNTAIN VIEW MOFFETT FLD NAS | TRAVIS FIELD AFB | DAYTON WRIGHT PATTERSON AFB | ANDREWS AFB | CAPE MAY CO | LANGLEY AFB | MARTINSVILLE | CHINA LAKE NAF | FORT CAMPBELL AAF | BOWLING GREEN WARREN CO AP | FORT BRAGG SIMMONS AAF | ELIZABETH CITY COAST GUARD AI [NREL] | LEMOORE REEVES NAS | IMPERIAL | PALM SPRINGS THERMAL AP | BLYTHE RIVERSIDE CO ARPT | HOLLOMAN AFB | ENGLAND AFB | GULFPORT BILOXI INT | KEESLER AFB | TYNDALL AFB | VALPARAISO HURLBURT | HUNTER AAF | MOODY AFB/VALDOSTA | MACDILL AFB | SUMTER SHAW AFB | MYRTLE BEACH AFB | NORTH MYRTLE BEACH GRAND STRA | NASA SHUTTLE FCLTY | LIHUE AIRPORT | KANEOHE BAY MCAS | BARBERS POINT NAS | HONOLULU INTL ARPT | MOLOKAI (AMOS) | KAHULUI AIRPORT | KAPALUA | LANAI | KONA INTL AT KEAHOL | HILO INTERNATIONAL AP
700197TYA.CSV | SELAWIK | 4601.9108 | 1784.3297 | 52341.836 | 251.9339 |  |  |  | Site State | CA | TX | WA | AZ | AK | AK | AK | AK | AK | AK | AK | AK | AK | AK | AK | AK | AK | AK | AK | AK | AK | AK | AK | AK | AK | AK | AK | AK | AK | AK | AK | AK | AK | AK | AK | AK | AK | AK | AK | AK | AK | AK | AK | AK | AK | AK | AK | AK | AK | AK | AK | AK | AK | AK | AK | AK | AK | AK | AK | AK | AK | AK | AK | AK | AK | AK | AK | AK | AK | AK | AK | AK | AK | AK | AK | AK | AK | AK | AK | AK | FL | FL | FL | FL | FL | FL | FL | FL | FL | FL | FL | FL | FL | FL | FL | FL | FL | FL | FL | FL | FL | FL | GA | SC | SC | FL | FL | FL | FL | FL | FL | FL | FL | GA | GA | GA | FL | FL | GA | GA | GA | GA | GA | GA | GA | GA | FL | FL | FL | FL | FL | AL | AL | FL | GA | GA | AL | AL | AL | AL | AL | GA | AL | AL | AL | AL | AL | LA | LA | LA | LA | LA | LA | MS | MS | MS | MS | MS | MS | MS | MS | LA | LA | LA | LA | LA | TX | TX | TX | TX | TX | TX | TX | TX | TX | TX | LA | LA | LA | LA | LA | TX | TX | TX | TX | TX | TX | TX | TX | TX | TX | TX | TX | TX | TX | TX | TX | TX | TX | TX | TX | TX | TX | TX | TX | TX | TX | TX | TX | TX | TX | TX | TX | TX | TX | TX | TX | TX | TX | TX | TX | TX | TX | TX | TX | TX | TX | NM | NM | NM | NM | NM | NM | TX | NM | NM | AZ | AZ | AZ | AZ | AZ | AZ | AZ | AZ | AZ | AZ | CA | CA | CA | CA | CA | CA | CA | CA | CA | CA | CA | CA | CA | CA | CA | CA | CA | CA | CA | CA | CA | NC | NC | NC | NC | NC | NC | NC | NC | NC | NC | NC | VA | VA | VA | VA | VA | NC | NC | NC | SC | SC | GA | SC | SC | SC | NC | NC | NC | NC | NC | TN | NC | GA | AL | AL | TN | TN | TN | TN | MO | MS | MS | MS | TN | TN | TN | AR | AR | AR | AR | AR | AR | AR | AR | AR | AR | AR | AR | AR | AR | AR | AR | AR | AR | MO | MO | TX | OK | OK | OK | OK | OK | OK | OK | OK | OK | OK | OK | OK | OK | OK | OK | NM | TX | NM | TX | NM | NM | NM | NM | NM | NM | AZ | AZ | AZ | AZ | AZ | AZ | AZ | CA | CA | CA | CA | CA | CA | CA | NV | NV | NV | CA | CA | CA | CA | CA | CA | CA | CA | CA | VA | VA | VA | VA | VA | VA | VA | VA | VA | VA | MD | MD | VA | VA | VA | VA | VA | MD | MD | NJ | NJ | PA | NJ | PA | PA | DE | DE | NJ | NJ | NJ | VA | VA | VA | VA | VA | VA | VA | VA | VA | WV | WV | WV | WV | WV | WV | WV | WV | KY | KY | KY | KY | KY | KY | KY | KY | WV | WV | WV | OH | OH | OH | OH | OH | IN | IL | IL | IL | IL | MO | MO | KY | KY | IN | IN | IN | IN | IN | IL | IL | IL | MO | MO | MO | MO | MO | MO | MO | MO | MO | MO | MO | KS | KS | MO | KS | KS | KS | KS | KS | KS | KS | KS | KS | KS | KS | KS | KS | KS | KS | KS | KS | KS | KS | CO | CO | CO | CO | CO | CO | KS | KS | CO | CO | CO | CO | CO | CO | CO | CO | CO | CO | UT | UT | UT | UT | UT | CO | CO | CO | CO | CO | UT | UT | CA | CA | CA | CA | CA | CA | NV | NV | NV | NV | CA | CA | CA | CA | CA | CA | CA | CA | CA | CA | CA | CA | NJ | NJ | CT | NY | NY | NY | NY | NY | NY | CT | CT | CT | RI | RI | MA | MA | MA | MA | MA | MA | RI | MA | MA | CT | CT | CT | MA | MA | MA | MA | PA | PA | PA | PA | PA | PA | PA | PA | PA | PA | PA | PA | NY | NY | NY | VT | PA | NY | NY | NY | NY | PA | PA | OH | NY | OH | OH | OH | OH | PA | PA | PA | NY | NY | NY | IL | IL | IL | IL | IL | IL | IL | IN | IN | IN | IL | IL | IN | OH | OH | MI | MI | MI | MI | MI | MI | MI | MI | MI | MI | IL | IL | IA | IA | IA | IA | IA | IA | IA | IA | IA | IA | IA | IA | IA | IA | IA | IA | IA | IA | IA | IA | IA | IA | IA | IA | IA | IA | IA | IA | IA | IA | IA | IA | IA | IA | IA | NE | NE | NE | NE | NE | NE | NE | NE | NE | NE | NE | NE | NE | NE | NE | NE | NE | IA | NE | NE | NE | NE | NE | NE | NE | WY | WY | CO | NE | NE | WY | CO | UT | CO | CO | UT | UT | WY | WY | UT | UT | WY | WY | WY | WY | ID | ID | ID | NV | UT | NV | NV | CA | CA | CA | ID | ID | ID | ID | OR | CA | CA | CA | CA | CA | CA | CA | OR | OR | OR | NH | NH | ME | ME | ME | ME | ME | ME | ME | VT | NH | NH | VT | NH | NH | NH | VT | ME | ME | ME | NY | NY | NY | MI | MI | MI | MI | MI | MI | MI | MI | MI | MI | MI | MI | MI | WI | WI | WI | WI | WI | WI | WI | MN | WI | WI | WI | WI | WI | WI | WI | WI | WI | WI | MI | MI | IA | IA | IA | SD | SD | SD | SD | MN | SD | SD | MN | MN | MN | MN | MN | MN | MN | MN | MN | MN | MN | MN | MN | MN | MN | WI | MN | MN | MN | MN | MN | MN | MN | MN | MN | MN | MN | MN | SD | MN | SD | SD | WI | WY | WY | WY | MT | SD | SD | WY | MT | MT | MT | MT | MT | ID | ID | ID | OR | OR | ID | OR | OR | OR | OR | OR | OR | OR | OR | OR | OR | OR | OR | WA | ME | ME | ME | ME | MI | MI | MI | WI | MI | MI | MN | MI | MN | MN | MN | MN | MN | MN | MN | MN | MN | MN | MN | MN | MN | MN | MN | MN | MN | MN | ND | MN | ND | MN | MN | MN | MN | ND | ND | ND | ND | ND | ND | ND | ND | MT | MT | MT | MT | MT | MT | MT | MT | MT | WA | WA | WA | WA | WA | ID | ID | WA | WA | WA | WA | WA | WA | WA | WA | OR | WA | WA | WA | WA | WA | WA | WA | WA | WA | WA | WA | WA | WA | WA | MT | NY | ME | NH | IL | NY | NY | NY | MA | MA | MA | CA | CA | OH | MD | NJ | VA | VA | CA | KY | KY | NC | NC | CA | CA | CA | CA | NM | LA | MS | MS | FL | FL | GA | GA | FL | SC | SC | SC | FL | HI | HI | HI | HI | HI | HI | HI | HI | HI | HI
700260TYA.CSV | BARROW W POST-W ROGERS ARPT [NSA - ARM] | 5395.6235 | 1775.1978 | 66840.701 | 251.9339 |  |  |  | GHGs (kg CO2-eq per kg-dried flower) | 2809.2966 | 3647.2546 | 3110.8883 | 3463.2372 | 4601.9108 | 5395.6235 | 5150.9056 | 4681.0496 | 4585.1413 | 4666.1591 | 4967.7193 | 4562.0446 | 4675.9965 | 4458.0072 | 4715.8171 | 4391.8066 | 4140.417 | 4419.9327 | 4429.9566 | 4267.9283 | 4229.9984 | 4148.667 | 4085.9803 | 4165.4034 | 4160.9011 | 4473.4354 | 4947.5632 | 4158.9052 | 4828.3984 | 4453.441 | 4478.9031 | 4292.7654 | 4344.5862 | 4888.2995 | 4493.1791 | 3612.2712 | 4865.1831 | 4555.4446 | 4721.7226 | 4367.6296 | 4473.3211 | 4189.3666 | 4185.2298 | 4352.287 | 4213.7178 | 3694.3293 | 4280.9028 | 3738.7678 | 3729.4149 | 3721.8114 | 4152.2068 | 4743.4957 | 3700.5751 | 3880.0271 | 3887.233 | 3716.6216 | 3722.0558 | 3952.7592 | 3956.8132 | 3909.572 | 3831.3322 | 4170.7448 | 4227.7714 | 3626.6205 | 3578.9366 | 3897.9433 | 3618.445 | 3595.7992 | 3664.1285 | 3508.4102 | 3539.7465 | 3542.2695 | 3555.7806 | 3496.7532 | 3494.2677 | 3500.5299 | 3259.589 | 3799.0521 | 3721.9642 | 3685.9008 | 4303.3774 | 4319.5703 | 4493.8588 | 4124.0696 | 4128.6225 | 4206.4714 | 4174.3044 | 4011.2183 | 4081.8133 | 3901.7898 | 4080.2132 | 3975.2903 | 4055.6589 | 3915.2925 | 3938.8389 | 3782.7008 | 3853.2734 | 3787.9504 | 3815.4294 | 3901.4819 | 3839.5701 | 3862.5032 | 3946.0738 | 3529.2775 | 3478.9864 | 3931.672 | 4056.364 | 4130.9119 | 4027.1593 | 3969.3993 | 4040.5073 | 4027.8994 | 3989.1257 | 3999.9129 | 4152.1693 | 4049.4308 | 3800.2479 | 3864.2294 | 3937.3483 | 4089.1202 | 3947.1977 | 4055.0832 | 3877.2012 | 3839.6436 | 3909.0887 | 3972.5011 | 4074.2341 | 4054.8842 | 4126.6942 | 4129.7913 | 4011.2106 | 4034.4857 | 4001.1187 | 4172.8106 | 3972.5712 | 3953.8286 | 3917.8263 | 4032.3899 | 3994.713 | 3963.9688 | 4065.3368 | 3959.5488 | 3890.3397 | 3823.0146 | 3792.8846 | 3972.0664 | 3879.7862 | 3770.9289 | 4339.3098 | 3814.3783 | 3723.5675 | 3730.2032 | 4219.578 | 3951.025 | 3965.1368 | 3896.0641 | 3689.2986 | 3646.1284 | 3609.851 | 3775.2528 | 3701.5594 | 3813.8067 | 3787.0929 | 3834.32 | 4327.0258 | 3881.4476 | 3812.222 | 4019.786 | 3999.3139 | 3899.4043 | 3841.8977 | 3984.2072 | 3841.0723 | 3712.9757 | 3788.8751 | 4099.4385 | 4236.8691 | 4243.739 | 4277.5375 | 3707.1064 | 4317.8882 | 3819.738 | 4139.0788 | 4091.5741 | 4015.7701 | 4040.5097 | 4172.7743 | 3987.0533 | 4057.716 | 3788.2897 | 3852.4158 | 4193.9093 | 3867.2029 | 3847.475 | 3840.9167 | 3859.1305 | 3862.4627 | 3849.8219 | 3846.7944 | 3680.3045 | 3947.4965 | 4100.8027 | 3800.5992 | 3711.0696 | 3790.9237 | 3732.8186 | 3700.9481 | 3817.4481 | 3866.9269 | 3775.9745 | 3853.4284 | 3808.8785 | 3868.134 | 3705.7934 | 3845.5564 | 3742.6489 | 3810.4585 | 3778.7706 | 3722.4717 | 3733.0876 | 3573.6533 | 4027.4862 | 3483.903 | 3466.4637 | 3557.24 | 3601.9814 | 3895.4022 | 3789.095 | 3837.5908 | 4025.7778 | 3810.5982 | 3910.8585 | 3686.4245 | 3565.6731 | 3717.6347 | 3716.4603 | 3633.8105 | 3534.7588 | 3559.93 | 3601.0228 | 3471.0459 | 3459.9133 | 3449.3367 | 3559.2693 | 3470.9369 | 3460.8114 | 2829.2452 | 2583.3947 | 2683.2368 | 2666.7563 | 2628.1313 | 2608.2745 | 2883.9064 | 2653.5054 | 2671.0461 | 2594.7868 | 2617.5449 | 2640.9476 | 2659.8874 | 2699.367 | 2655.2984 | 2696.0897 | 2596.7895 | 2602.2982 | 2578.6895 | 2624.4898 | 2617.2196 | 3481.3981 | 3510.5519 | 3531.9991 | 3476.2507 | 3452.7685 | 3537.9489 | 3408.5556 | 3565.0435 | 3567.8092 | 3389.2958 | 3590.9559 | 3486.4474 | 3478.1903 | 3447.9369 | 3412.977 | 3519.5979 | 3577.3809 | 3456.4879 | 3570.7526 | 3476.1488 | 3504.8495 | 3850.4693 | 3545.5137 | 3443.9267 | 3515.4231 | 3455.5207 | 3402.5468 | 3462.5604 | 3526.6057 | 3542.0509 | 3854.8021 | 3435.1277 | 3943.4617 | 3913.3109 | 3885.3449 | 3922.7828 | 3942.7479 | 3833.9213 | 3968.736 | 4248.1539 | 4066.8009 | 4025.3772 | 3883.6264 | 3935.9182 | 3850.6563 | 3946.8343 | 3763.4289 | 3831.2222 | 4132.9225 | 4277.8023 | 3741.2148 | 3716.2187 | 3892.8415 | 3724.4541 | 3780.1781 | 4091.0884 | 3783.4321 | 4045.5659 | 4192.9166 | 4161.9955 | 4129.3159 | 3603.5715 | 3644.8275 | 4149.9558 | 4837.8339 | 4134.7832 | 3692.2228 | 4022.1448 | 4064.509 | 4146.4756 | 4707.1648 | 4079.3171 | 4093.4596 | 4194.485 | 4124.398 | 4174.4034 | 4175.9718 | 4012.8492 | 4245.2176 | 4132.8978 | 3849.9024 | 4091.1356 | 3827.8536 | 3609.1144 | 4097.4645 | 3928.7667 | 3782.8772 | 3976.8432 | 4012.9757 | 4317.06 | 3902.1569 | 3995.3336 | 3733.5234 | 4102.8493 | 3818.8645 | 3919.0371 | 3910.4141 | 4238.2843 | 4272.2317 | 2737.9831 | 3062.8926 | 2818.5768 | 2929.5617 | 2976.7998 | 3080.9285 | 2608.2955 | 3678.6285 | 3727.72 | 3275.3031 | 2596.7917 | 2698.3641 | 2798.0856 | 2686.4331 | 2689.425 | 2676.016 | 2681.3247 | 2694.4024 | 2761.1747 | 3529.5433 | 3552.8715 | 3468.5673 | 3515.6322 | 3499.1732 | 3614.233 | 3615.9651 | 3493.0218 | 3644.1338 | 3652.6471 | 3463.2474 | 3460.1036 | 3509.4771 | 3605.6708 | 3645.3033 | 3977.1885 | 3993.9689 | 3536.9574 | 4098.7072 | 3538.7814 | 3557.3731 | 3539.3744 | 3509.6066 | 3516.1859 | 3480.8405 | 3569.2773 | 3584.893 | 3484.4296 | 3570.1678 | 3556.3652 | 4082.6945 | 4155.5679 | 3537.2591 | 4138.0215 | 4009.7424 | 4084.5158 | 3690.6029 | 4000.0815 | 4037.6243 | 4109.4426 | 3946.367 | 4176.0556 | 4125.5678 | 4153.627 | 4081.8738 | 4027.3182 | 3970.3142 | 4112.8816 | 4024.0599 | 4013.6438 | 3981.1858 | 3830.24 | 3823.2978 | 3960.5102 | 3904.5782 | 4112.8259 | 4174.7067 | 4126.4988 | 4096.327 | 4031.394 | 4176.7236 | 4223.4327 | 4119.3723 | 4136.2559 | 4805.6462 | 5007.4015 | 4839.7466 | 4767.9654 | 4737.8225 | 4716.0794 | 3902.8139 | 3878.8158 | 4098.0532 | 4256.1728 | 4274.4682 | 4254.8643 | 4268.3698 | 4852.3664 | 4784.5625 | 4743.0192 | 4117.0197 | 4815.7258 | 4709.4371 | 5065.0924 | 4695.8599 | 4816.7616 | 4897.7025 | 4900.3561 | 4274.8774 | 4278.8702 | 4742.4068 | 4184.3197 | 4258.9029 | 4355.2557 | 4056.39 | 4164.1589 | 4057.5805 | 4149.5024 | 4326.9758 | 4135.4434 | 4088.5608 | 4165.5426 | 4111.8725 | 4062.7975 | 4005.8336 | 4149.1019 | 4319.9053 | 4397.1532 | 4223.9067 | 4303.4503 | 4138.2849 | 4106.9551 | 4151.5776 | 4717.645 | 4437.1145 | 4157.5166 | 4258.5847 | 4172.6656 | 4200.4086 | 4113.2837 | 4192.5195 | 4315.9703 | 4344.4149 | 4239.2094 | 5087.8118 | 4633.9816 | 4727.0035 | 4914.9279 | 4334.0819 | 4260.5704 | 4220.2052 | 3692.7322 | 3630.2581 | 3241.3586 | 3680.4079 | 4223.5944 | 4220.4087 | 4326.9225 | 4368.2827 | 4369.4234 | 4387.6931 | 3561.1396 | 3648.8997 | 3365.3724 | 2650.851 | 2691.1061 | 2727.5881 | 2689.0396 | 2703.9021 | 3740.8628 | 3996.8732 | 3606.629 | 3587.4723 | 2700.2018 | 2688.8415 | 2653.229 | 2590.1084 | 2716.057 | 2653.2707 | 2643.7535 | 2606.855 | 2611.5062 | 2634.1792 | 2742.6705 | 2718.3834 | 3528.0605 | 3413.1991 | 3500.8287 | 3329.9783 | 3382.049 | 4129.2919 | 3106.4598 | 3481.9104 | 3126.2479 | 3356.8582 | 3340.1412 | 3340.458 | 3468.6109 | 3293.8684 | 3398.7691 | 3229.8767 | 3331.0309 | 3346.0555 | 3301.1415 | 3301.1919 | 3398.1531 | 3310.597 | 3473.7183 | 3435.5461 | 3406.9189 | 3305.5544 | 3477.291 | 3365.597 | 3576.5821 | 3459.6706 | 3581.1195 | 3728.7584 | 3506.2513 | 4094.0076 | 3620.2727 | 3695.1933 | 3731.8781 | 3628.1284 | 3733.7792 | 3654.6359 | 3645.2448 | 3629.981 | 3272.7804 | 3247.5041 | 3172.0209 | 3632.1268 | 3590.217 | 3208.3931 | 3280.8726 | 3174.0743 | 3242.9567 | 4117.8353 | 4028.2587 | 4204.0688 | 3271.8713 | 4159.8835 | 4181.6651 | 4265.4048 | 4226.4796 | 3658.9674 | 3872.9736 | 3668.3811 | 3148.1838 | 3152.5631 | 3174.4314 | 4212.7022 | 4157.3681 | 4888.6829 | 4896.5281 | 4904.0976 | 4804.4412 | 4151.2827 | 4219.9406 | 4132.7433 | 4164.6132 | 4114.214 | 4294.4771 | 4181.379 | 4171.3994 | 4023.2643 | 4406.7828 | 4348.374 | 4351.1003 | 4440.493 | 4185.5654 | 4412.2538 | 4409.1869 | 4415.4712 | 4404.0466 | 4295.9406 | 4304.8594 | 4390.3543 | 4440.9928 | 4538.427 | 4970.7982 | 5004.2066 | 4352.6002 | 4428.615 | 4453.3247 | 4453.1949 | 4343.1871 | 4909.8822 | 4557.4535 | 4494.0502 | 5060.5547 | 4459.1511 | 4503.3631 | 4477.6891 | 4438.1487 | 4373.2615 | 4484.7847 | 4437.0323 | 4605.5355 | 4448.2571 | 4872.6931 | 4454.3103 | 4539.1417 | 4427.9487 | 4450.814 | 4325.011 | 4494.21 | 4466.8749 | 5029.0565 | 4441.7677 | 4520.4139 | 4459.5832 | 4439.14 | 4472.776 | 4375.832 | 4277.9457 | 4387.0897 | 4324.7274 | 4331.0565 | 4396.0702 | 4479.8111 | 4420.7826 | 4333.5958 | 4392.6971 | 4439.0591 | 4226.1566 | 4388.4764 | 4430.6804 | 4438.4985 | 4468.5532 | 4417.0647 | 4313.5031 | 4329.9682 | 4289.5836 | 4233.6578 | 4357.9413 | 4316.296 | 4305.7814 | 4466.3419 | 3979.1639 | 4259.8634 | 4265.484 | 4254.4977 | 4489.4438 | 4664.2731 | 3744.7811 | 4643.392 | 4362.4283 | 3399.4689 | 3517.3739 | 4028.0912 | 3929.0872 | 3545.609 | 3651.0073 | 4549.4965 | 4529.3413 | 4065.0261 | 4794.1816 | 3742.816 | 3831.0342 | 3681.6848 | 3571.1458 | 3676.5356 | 3889.6083 | 3718.1955 | 3319.2196 | 3817.5656 | 3828.3475 | 3904.7221 | 3576.4917 | 3567.9616 | 3953.8019 | 3606.5616 | 2775.272 | 2774.3955 | 2725.5713 | 2874.5463 | 3005.8239 | 3353.2793 | 3656.6782 | 3126.4502 | 3375.3059 | 3789.4494 | 3594.1679 | 3482.199 | 3603.9419 | 3582.3143 | 3702.249 | 3592.195 | 3521.518 | 3927.266 | 3605.8497 | 3544.1092 | 3620.5255 | 4500.7944 | 3611.1342 | 3548.3233 | 3787.6756 | 3569.1284 | 3578.4208 | 3607.2118 | 3614.7265 | 3630.4401 | 3376.7531 | 3277.6385 | 3526.4896 | 4373.3458 | 4416.2115 | 4298.7626 | 4405.7425 | 4382.1149 | 4310.0055 | 4399.4049 | 4499.6631 | 4444.7673 | 4467.2923 | 4404.496 | 4468.2887 | 4362.3449 | 4288.2273 | 4977.473 | 5001.7584 | 4650.4489 | 4773.8542 | 4491.2518 | 4540.1264 | 4510.0921 | 4943.8516 | 4736.2126 | 4909.2643 | 4251.1235 | 4743.4826 | 4938.0125 | 4338.2146 | 5004.0492 | 4647.0736 | 4514.5909 | 4885.706 | 4776.3382 | 4442.1067 | 4612.1727 | 4533.8773 | 4470.5689 | 4426.2928 | 4447.7545 | 4487.712 | 4754.0714 | 4579.4407 | 4558.9355 | 4537.614 | 4574.7133 | 4502.7737 | 4507.0298 | 4616.358 | 4664.603 | 4477.5188 | 4482.4856 | 4466.9268 | 4534.4572 | 4614.8069 | 4687.6619 | 4502.8932 | 4483.2078 | 4617.2246 | 4810.4083 | 4526.6654 | 4479.0808 | 4626.2469 | 4549.6181 | 4455.2895 | 4370.9242 | 4494.6204 | 4490.7295 | 4484.5432 | 4503.9773 | 4469.9072 | 4493.3318 | 4498.6712 | 4585.0269 | 4351.7881 | 4418.6891 | 5179.7398 | 4310.3589 | 3719.5372 | 4408.7229 | 3880.3248 | 4568.2598 | 4335.1629 | 3848.6804 | 3667.7711 | 3809.8012 | 4094.2497 | 3905.2042 | 3772.4368 | 3433.1705 | 3471.6497 | 3641.214 | 3771.2075 | 3607.8893 | 3804.4873 | 3272.6287 | 3481.3354 | 3675.6772 | 2988.5163 | 2965.0322 | 3106.9618 | 3052.0133 | 3069.168 | 3048.2692 | 3043.4298 | 3070.1857 | 3118.3227 | 3110.722 | 3794.7349 | 3900.509 | 3790.3673 | 3461.9905 | 4425.2283 | 4411.3184 | 4419.9157 | 5024.3489 | 4427.1966 | 4949.4614 | 4587.9957 | 4551.0073 | 4591.4224 | 4554.8782 | 4565.148 | 4683.6516 | 4531.7031 | 4552.7338 | 4611.5114 | 4718.4026 | 4669.147 | 4704.7852 | 4558.5356 | 4458.8977 | 4662.3778 | 4663.4388 | 4599.7152 | 4590.438 | 4696.6773 | 4577.7031 | 4609.94 | 4570.2088 | 4702.3146 | 4570.9798 | 4628.2092 | 4683.1929 | 4536.3722 | 4529.8556 | 4534.7798 | 4674.7091 | 4440.6262 | 4564.1563 | 3857.8846 | 4458.8488 | 4466.9593 | 3812.8501 | 4526.7166 | 4031.7314 | 3797.4339 | 3676.3635 | 3841.7951 | 3838.2305 | 3734.0796 | 3883.5019 | 3391.3021 | 3858.7831 | 3349.033 | 3320.0676 | 3287.2254 | 3305.7125 | 3550.5248 | 3404.8903 | 3186.4969 | 3181.641 | 3528.7104 | 3671.1303 | 3421.8125 | 3500.8807 | 3209.3752 | 3071.1063 | 3152.0467 | 3094.1206 | 3100.1594 | 3277.442 | 3207.8792 | 3065.4185 | 3031.8173 | 3003.1448 | 3116.939 | 3062.1185 | 3144.3302 | 3246.5795 | 3252.3426 | 3222.9568 | 3760.2045 | 3279.9803 | 3594.6825 | 3434.641 | 4289.754 | 3378.244 | 4065.2671 | 4082.0209 | 3385.9801 | 3455.1944 | 3498.5704 | 2678.8378 | 2716.5093 | 4116.7675 | 3540.4904 | 3420.5536 | 3574.7002 | 4129.2509 | 3112.5024 | 4074.4471 | 4015.6255 | 3527.209 | 3462.1594 | 2725.8677 | 3387.3588 | 2663.4013 | 3584.7598 | 3679.8567 | 4203.5926 | 4150.8004 | 4145.2434 | 4072.4301 | 4145.89 | 4051.6216 | 3945.565 | 4002.3414 | 3498.3577 | 3492.9042 | 3486.3236 | 3948.8875 | 4495.103 | 5480.2204 | 5233.307 | 5342.9596 | 4083.3506 | 4264.4677 | 3984.7123 | 3950.851 | 4296.3043 | 4351.1465
700637TYA.CSV | DEADHORSE | 5150.9056 | 1777.0931 | 62344.0666 | 251.9339 |  |  |  | Electricity Consumption (kWh per kg-dried flower) | -203.2707 | -203.2707 | -203.2707 | -203.2707 | -203.2707 | -203.2707 | -203.2707 | -203.2707 | -203.2707 | -203.2707 | -203.2707 | -203.2707 | -203.2707 | -203.2707 | -203.2707 | -203.2707 | -203.2707 | -203.2707 | -203.2707 | -203.2707 | -203.2707 | -203.2707 | -203.2707 | -203.2707 | -203.2707 | -203.2707 | -203.2707 | -203.2707 | -203.2707 | -203.2707 | -203.2707 | -203.2707 | -203.2707 | -203.2707 | -203.2707 | -203.2707 | -203.2707 | -203.2707 | -203.2707 | -203.2707 | -203.2707 | -203.2707 | -203.2707 | -203.2707 | -203.2707 | -203.2707 | -203.2707 | -203.2707 | -203.2707 | -203.2707 | -203.2707 | -203.2707 | -203.2707 | -203.2707 | -203.2707 | -203.2707 | -203.2707 | -203.2707 | -203.2707 | -203.2707 | -203.2707 | -203.2707 | -203.2707 | -203.2707 | -203.2707 | -203.2707 | -203.2707 | -203.2707 | -203.2707 | -203.2707 | -203.2707 | -203.2707 | -203.2707 | -203.2707 | -203.2707 | -203.2707 | -203.2707 | -203.2707 | -203.2707 | -203.2707 | -203.2707 | -203.2707 | -203.2707 | -203.2707 | -203.2707 | -203.2707 | -203.2707 | -203.2707 | -203.2707 | -203.2707 | -203.2707 | -203.2707 | -203.2707 | -203.2707 | -203.2707 | -203.2707 | -203.2707 | -203.2707 | -203.2707 | -203.2707 | -203.2707 | -203.2707 | -203.2707 | -203.2707 | -203.2707 | -203.2707 | -203.2707 | -203.2707 | -203.2707 | -203.2707 | -203.2707 | -203.2707 | -203.2707 | -203.2707 | -203.2707 | -203.2707 | -203.2707 | -203.2707 | -203.2707 | -203.2707 | -203.2707 | -203.2707 | -203.2707 | -203.2707 | -203.2707 | -203.2707 | -203.2707 | -203.2707 | -203.2707 | -203.2707 | -203.2707 | -203.2707 | -203.2707 | -203.2707 | -203.2707 | -203.2707 | -203.2707 | -203.2707 | -203.2707 | -203.2707 | -203.2707 | -203.2707 | -203.2707 | -203.2707 | -203.2707 | -203.2707 | -203.2707 | -203.2707 | -203.2707 | -203.2707 | -203.2707 | -203.2707 | -203.2707 | -203.2707 | -203.2707 | -203.2707 | -203.2707 | -203.2707 | -203.2707 | -203.2707 | -203.2707 | -203.2707 | -203.2707 | -203.2707 | -203.2707 | -203.2707 | -203.2707 | -203.2707 | -203.2707 | -203.2707 | -203.2707 | -203.2707 | -203.2707 | -203.2707 | -203.2707 | -203.2707 | -203.2707 | -203.2707 | -203.2707 | -203.2707 | -203.2707 | -203.2707 | -203.2707 | -203.2707 | -203.2707 | -203.2707 | -203.2707 | -203.2707 | -203.2707 | -203.2707 | -203.2707 | -203.2707 | -203.2707 | -203.2707 | -203.2707 | -203.2707 | -203.2707 | -203.2707 | -203.2707 | -203.2707 | -203.2707 | -203.2707 | -203.2707 | -203.2707 | -203.2707 | -203.2707 | -203.2707 | -203.2707 | -203.2707 | -203.2707 | -203.2707 | -203.2707 | -203.2707 | -203.2707 | -203.2707 | -203.2707 | -203.2707 | -203.2707 | -203.2707 | -203.2707 | -203.2707 | -203.2707 | -203.2707 | -203.2707 | -203.2707 | -203.2707 | -203.2707 | -203.2707 | -203.2707 | -203.2707 | -203.2707 | -203.2707 | -203.2707 | -203.2707 | -203.2707 | -203.2707 | -203.2707 | -203.2707 | -203.2707 | -203.2707 | -203.2707 | -203.2707 | -203.2707 | -203.2707 | -203.2707 | -203.2707 | -203.2707 | -203.2707 | -203.2707 | -203.2707 | -203.2707 | -203.2707 | -203.2707 | -203.2707 | -203.2707 | -203.2707 | -203.2707 | -203.2707 | -203.2707 | -203.2707 | -203.2707 | -203.2707 | -203.2707 | -203.2707 | -203.2707 | -203.2707 | -203.2707 | -203.2707 | -203.2707 | -203.2707 | -203.2707 | -203.2707 | -203.2707 | -203.2707 | -203.2707 | -203.2707 | -203.2707 | -203.2707 | -203.2707 | -203.2707 | -203.2707 | -203.2707 | -203.2707 | -203.2707 | -203.2707 | -203.2707 | -203.2707 | -203.2707 | -203.2707 | -203.2707 | -203.2707 | -203.2707 | -203.2707 | -203.2707 | -203.2707 | -203.2707 | -203.2707 | -203.2707 | -203.2707 | -203.2707 | -203.2707 | -203.2707 | -203.2707 | -203.2707 | -203.2707 | -203.2707 | -203.2707 | -203.2707 | -203.2707 | -203.2707 | -203.2707 | -203.2707 | -203.2707 | -203.2707 | -203.2707 | -203.2707 | -203.2707 | -203.2707 | -203.2707 | -203.2707 | -203.2707 | -203.2707 | -203.2707 | -203.2707 | -203.2707 | -203.2707 | -203.2707 | -203.2707 | -203.2707 | -203.2707 | -203.2707 | -203.2707 | -203.2707 | -203.2707 | -203.2707 | -203.2707 | -203.2707 | -203.2707 | -203.2707 | -203.2707 | -203.2707 | -203.2707 | -203.2707 | -203.2707 | -203.2707 | -203.2707 | -203.2707 | -203.2707 | -203.2707 | -203.2707 | -203.2707 | -203.2707 | -203.2707 | -203.2707 | -203.2707 | -203.2707 | -203.2707 | -203.2707 | -203.2707 | -203.2707 | -203.2707 | -203.2707 | -203.2707 | -203.2707 | -203.2707 | -203.2707 | -203.2707 | -203.2707 | -203.2707 | -203.2707 | -203.2707 | -203.2707 | -203.2707 | -203.2707 | -203.2707 | -203.2707 | -203.2707 | -203.2707 | -203.2707 | -203.2707 | -203.2707 | -203.2707 | -203.2707 | -203.2707 | -203.2707 | -203.2707 | -203.2707 | -203.2707 | -203.2707 | -203.2707 | -203.2707 | -203.2707 | -203.2707 | -203.2707 | -203.2707 | -203.2707 | -203.2707 | -203.2707 | -203.2707 | -203.2707 | -203.2707 | -203.2707 | -203.2707 | -203.2707 | -203.2707 | -203.2707 | -203.2707 | -203.2707 | -203.2707 | -203.2707 | -203.2707 | -203.2707 | -203.2707 | -203.2707 | -203.2707 | -203.2707 | -203.2707 | -203.2707 | -203.2707 | -203.2707 | -203.2707 | -203.2707 | -203.2707 | -203.2707 | -203.2707 | -203.2707 | -203.2707 | -203.2707 | -203.2707 | -203.2707 | -203.2707 | -203.2707 | -203.2707 | -203.2707 | -203.2707 | -203.2707 | -203.2707 | -203.2707 | -203.2707 | -203.2707 | -203.2707 | -203.2707 | -203.2707 | -203.2707 | -203.2707 | -203.2707 | -203.2707 | -203.2707 | -203.2707 | -203.2707 | -203.2707 | -203.2707 | -203.2707 | -203.2707 | -203.2707 | -203.2707 | -203.2707 | -203.2707 | -203.2707 | -203.2707 | -203.2707 | -203.2707 | -203.2707 | -203.2707 | -203.2707 | -203.2707 | -203.2707 | -203.2707 | -203.2707 | -203.2707 | -203.2707 | -203.2707 | -203.2707 | -203.2707 | -203.2707 | -203.2707 | -203.2707 | -203.2707 | -203.2707 | -203.2707 | -203.2707 | -203.2707 | -203.2707 | -203.2707 | -203.2707 | -203.2707 | -203.2707 | -203.2707 | -203.2707 | -203.2707 | -203.2707 | -203.2707 | -203.2707 | -203.2707 | -203.2707 | -203.2707 | -203.2707 | -203.2707 | -203.2707 | -203.2707 | -203.2707 | -203.2707 | -203.2707 | -203.2707 | -203.2707 | -203.2707 | -203.2707 | -203.2707 | -203.2707 | -203.2707 | -203.2707 | -203.2707 | -203.2707 | -203.2707 | -203.2707 | -203.2707 | -203.2707 | -203.2707 | -203.2707 | -203.2707 | -203.2707 | -203.2707 | -203.2707 | -203.2707 | -203.2707 | -203.2707 | -203.2707 | -203.2707 | -203.2707 | -203.2707 | -203.2707 | -203.2707 | -203.2707 | -203.2707 | -203.2707 | -203.2707 | -203.2707 | -203.2707 | -203.2707 | -203.2707 | -203.2707 | -203.2707 | -203.2707 | -203.2707 | -203.2707 | -203.2707 | -203.2707 | -203.2707 | -203.2707 | -203.2707 | -203.2707 | -203.2707 | -203.2707 | -203.2707 | -203.2707 | -203.2707 | -203.2707 | -203.2707 | -203.2707 | -203.2707 | -203.2707 | -203.2707 | -203.2707 | -203.2707 | -203.2707 | -203.2707 | -203.2707 | -203.2707 | -203.2707 | -203.2707 | -203.2707 | -203.2707 | -203.2707 | -203.2707 | -203.2707 | -203.2707 | -203.2707 | -203.2707 | -203.2707 | -203.2707 | -203.2707 | -203.2707 | -203.2707 | -203.2707 | -203.2707 | -203.2707 | -203.2707 | -203.2707 | -203.2707 | -203.2707 | -203.2707 | -203.2707 | -203.2707 | -203.2707 | -203.2707 | -203.2707 | -203.2707 | -203.2707 | -203.2707 | -203.2707 | -203.2707 | -203.2707 | -203.2707 | -203.2707 | -203.2707 | -203.2707 | -203.2707 | -203.2707 | -203.2707 | -203.2707 | -203.2707 | -203.2707 | -203.2707 | -203.2707 | -203.2707 | -203.2707 | -203.2707 | -203.2707 | -203.2707 | -203.2707 | -203.2707 | -203.2707 | -203.2707 | -203.2707 | -203.2707 | -203.2707 | -203.2707 | -203.2707 | -203.2707 | -203.2707 | -203.2707 | -203.2707 | -203.2707 | -203.2707 | -203.2707 | -203.2707 | -203.2707 | -203.2707 | -203.2707 | -203.2707 | -203.2707 | -203.2707 | -203.2707 | -203.2707 | -203.2707 | -203.2707 | -203.2707 | -203.2707 | -203.2707 | -203.2707 | -203.2707 | -203.2707 | -203.2707 | -203.2707 | -203.2707 | -203.2707 | -203.2707 | -203.2707 | -203.2707 | -203.2707 | -203.2707 | -203.2707 | -203.2707 | -203.2707 | -203.2707 | -203.2707 | -203.2707 | -203.2707 | -203.2707 | -203.2707 | -203.2707 | -203.2707 | -203.2707 | -203.2707 | -203.2707 | -203.2707 | -203.2707 | -203.2707 | -203.2707 | -203.2707 | -203.2707 | -203.2707 | -203.2707 | -203.2707 | -203.2707 | -203.2707 | -203.2707 | -203.2707 | -203.2707 | -203.2707 | -203.2707 | -203.2707 | -203.2707 | -203.2707 | -203.2707 | -203.2707 | -203.2707 | -203.2707 | -203.2707 | -203.2707 | -203.2707 | -203.2707 | -203.2707 | -203.2707 | -203.2707 | -203.2707 | -203.2707 | -203.2707 | -203.2707 | -203.2707 | -203.2707 | -203.2707 | -203.2707 | -203.2707 | -203.2707 | -203.2707 | -203.2707 | -203.2707 | -203.2707 | -203.2707 | -203.2707 | -203.2707 | -203.2707 | -203.2707 | -203.2707 | -203.2707 | -203.2707 | -203.2707 | -203.2707 | -203.2707 | -203.2707 | -203.2707 | -203.2707 | -203.2707 | -203.2707 | -203.2707 | -203.2707 | -203.2707 | -203.2707 | -203.2707 | -203.2707 | -203.2707 | -203.2707 | -203.2707 | -203.2707 | -203.2707 | -203.2707 | -203.2707 | -203.2707 | -203.2707 | -203.2707 | -203.2707 | -203.2707 | -203.2707 | -203.2707 | -203.2707 | -203.2707 | -203.2707 | -203.2707 | -203.2707 | -203.2707 | -203.2707 | -203.2707 | -203.2707 | -203.2707 | -203.2707 | -203.2707 | -203.2707 | -203.2707 | -203.2707 | -203.2707 | -203.2707 | -203.2707 | -203.2707 | -203.2707 | -203.2707 | -203.2707 | -203.2707 | -203.2707 | -203.2707 | -203.2707 | -203.2707 | -203.2707 | -203.2707 | -203.2707 | -203.2707 | -203.2707 | -203.2707 | -203.2707 | -203.2707 | -203.2707 | -203.2707 | -203.2707 | -203.2707 | -203.2707 | -203.2707 | -203.2707 | -203.2707 | -203.2707 | -203.2707 | -203.2707 | -203.2707 | -203.2707 | -203.2707 | -203.2707 | -203.2707 | -203.2707 | -203.2707 | -203.2707 | -203.2707 | -203.2707 | -203.2707 | -203.2707 | -203.2707 | -203.2707 | -203.2707 | -203.2707 | -203.2707 | -203.2707 | -203.2707 | -203.2707 | -203.2707 | -203.2707 | -203.2707 | -203.2707 | -203.2707 | -203.2707 | -203.2707 | -203.2707 | -203.2707 | -203.2707 | -203.2707 | -203.2707 | -203.2707 | -203.2707 | -203.2707 | -203.2707 | -203.2707 | -203.2707 | -203.2707 | -203.2707 | -203.2707 | -203.2707 | -203.2707 | -203.2707 | -203.2707 | -203.2707 | -203.2707 | -203.2707 | -203.2707 | -203.2707 | -203.2707 | -203.2707 | -203.2707 | -203.2707 | -203.2707 | -203.2707 | -203.2707 | -203.2707 | -203.2707 | -203.2707 | -203.2707 | -203.2707 | -203.2707 | -203.2707 | -203.2707 | -203.2707 | -203.2707 | -203.2707 | -203.2707 | -203.2707 | -203.2707 | -203.2707 | -203.2707 | -203.2707 | -203.2707 | -203.2707 | -203.2707 | -203.2707 | -203.2707 | -203.2707 | -203.2707 | -203.2707 | -203.2707 | -203.2707 | -203.2707 | -203.2707 | -203.2707 | -203.2707 | -203.2707 | -203.2707 | -203.2707 | -203.2707 | -203.2707 | -203.2707 | -203.2707 | -203.2707 | -203.2707 | -203.2707 | -203.2707 | -203.2707 | -203.2707 | -203.2707 | -203.2707 | -203.2707 | -203.2707 | -203.2707 | -203.2707 | -203.2707 | -203.2707 | -203.2707 | -203.2707 | -203.2707 | -203.2707 | -203.2707 | -203.2707 | -203.2707 | -203.2707 | -203.2707 | -203.2707 | -203.2707 | -203.2707 | -203.2707 | -203.2707 | -203.2707 | -203.2707 | -203.2707 | -203.2707 | -203.2707 | -203.2707 | -203.2707 | -203.2707 | -203.2707 | -203.2707 | -203.2707 | -203.2707 | -203.2707 | -203.2707 | -203.2707 | -203.2707 | -203.2707 | -203.2707 | -203.2707 | -203.2707 | -203.2707 | -203.2707 | -203.2707 | -203.2707 | -203.2707 | -203.2707 | -203.2707 | -203.2707 | -203.2707 | -203.2707 | -203.2707 | -203.2707 | -203.2707 | -203.2707 | -203.2707 | -203.2707 | -203.2707 | -203.2707 | -203.2707 | -203.2707 | -203.2707 | -203.2707 | -203.2707 | -203.2707 | -203.2707 | -203.2707 | -203.2707 | -203.2707 | -203.2707 | -203.2707 | -203.2707 | -203.2707 | -203.2707 | -203.2707 | -203.2707 | -203.2707 | -203.2707 | -203.2707 | -203.2707 | -203.2707 | -203.2707 | -203.2707 | -203.2707 | -203.2707 | -203.2707 | -203.2707 | -203.2707 | -203.2707 | -203.2707 | -203.2707 | -203.2707 | -203.2707 | -203.2707 | -203.2707 | -203.2707 | -203.2707 | -203.2707 | -203.2707 | -203.2707 | -203.2707 | -203.2707 | -203.2707 | -203.2707 | -203.2707 | -203.2707 | -203.2707 | -203.2707
701043TYA.CSV | POINT HOPE (AWOS) | 4681.0496 | 1775.7597 | 53811.3443 | 251.9339 |  |  |  | NJ Consumption (MJ per kg-dried flower) | 2473.6741 | 2841.1641 | 1835.6547 | 2978.4181 | 1784.3297 | 1775.1978 | 1777.0931 | 1775.7597 | 1777.8295 | 1790.4453 | 1775.2487 | 1783.5742 | 1806.2153 | 1801.57 | 1782.8504 | 1786.0894 | 1782.4881 | 1774.7435 | 1775.6325 | 1779.487 | 1780.3063 | 1798.8397 | 1777.274 | 1778.9788 | 1792.7747 | 1783.1191 | 1796.7079 | 1782.3573 | 1796.9238 | 1820.853 | 1796.3099 | 1789.9917 | 1780.1966 | 1793.7312 | 1793.7678 | 1810.5853 | 1810.8162 | 1787.9629 | 1804.5999 | 1806.3893 | 1780.3792 | 1813.8338 | 1785.5057 | 1792.9205 | 1810.738 | 1799.2328 | 1785.9717 | 1790.3934 | 1781.5544 | 1788.9018 | 1789.0836 | 1794.9966 | 1789.9869 | 1830.7111 | 1778.3488 | 1781.8703 | 1780.0519 | 1788.5031 | 1797.53 | 1777.043 | 1797.9621 | 1860.4351 | 1794.82 | 1778.8563 | 1797.5306 | 1784.9248 | 1796.1084 | 1797.3244 | 1785.4243 | 1805.0627 | 1809.3955 | 1790.209 | 1800.2227 | 1804.3644 | 2118.6895 | 1857.6562 | 1814.4043 | 1777.869 | 1776.826 | 1779.4813 | 4902.8608 | 4937.8618 | 5254.9839 | 4515.2464 | 4518.4896 | 4693.4464 | 4559.1719 | 4275.2029 | 4389.0621 | 4052.4662 | 4406.6187 | 4157.9442 | 4323.2203 | 3996.2089 | 3992.6698 | 3535.6908 | 3816.2687 | 3720.531 | 3599.7776 | 3825.4169 | 3720.1498 | 3764.7805 | 3389.3395 | 3394.0538 | 3275.9127 | 3983.6999 | 4327.949 | 4493.9418 | 4254.4033 | 4077.6145 | 4230.0398 | 4163.6702 | 3999.1058 | 3364.3229 | 3667.6886 | 3768.7346 | 3481.4998 | 3689.0164 | 3382.1997 | 3715.7685 | 3201.0313 | 3179.7015 | 3045.7226 | 2867.9583 | 2965.6158 | 2925.6925 | 3501.0267 | 3600.3524 | 3861.8464 | 3761.7786 | 3515.7237 | 3528.8558 | 3528.1294 | 3910.7147 | 3010.7376 | 3287.1785 | 3201.89 | 3270.1967 | 3336.6145 | 3332.6151 | 3365.9315 | 2794.7176 | 3024.7102 | 2838.0613 | 2753.5552 | 3196.5329 | 3042.2259 | 3791.1671 | 3672.4499 | 3897.2469 | 3731.9068 | 3545.6784 | 3517.3663 | 3177.0417 | 3267.2493 | 3114.7615 | 3240.0934 | 3203.889 | 3238.5322 | 3505.2812 | 3224.2031 | 3510.4621 | 3727.6151 | 3700.9072 | 3664.2593 | 3806.8223 | 3854.8183 | 4075.6904 | 3902.3093 | 3693.4621 | 3767.3196 | 3836.6384 | 3525.9997 | 3462.8625 | 3220.5526 | 3172.6159 | 3333.9326 | 3287.6581 | 3305.1179 | 3347.1471 | 3548.8475 | 3235.5328 | 4382.6988 | 4335.3667 | 4148.3494 | 4125.9935 | 4514.1106 | 4043.7183 | 4143.7709 | 3527.8593 | 3543.7455 | 4502.7658 | 3772.0074 | 3539.496 | 3489.8562 | 3537.9685 | 3466.256 | 3632.508 | 3483.1656 | 3023.6397 | 3848.9616 | 4099.0592 | 3271.7631 | 3033.7695 | 3231.8325 | 3083.6115 | 3130.7774 | 3235.1867 | 3369.3869 | 2912.6201 | 3174.1663 | 3225.3569 | 3194.7548 | 3121.7277 | 3242.1717 | 3053.9742 | 3091.024 | 3272.5527 | 3387.0923 | 3566.0811 | 2741.2313 | 2144.6843 | 2133.7361 | 2490.8268 | 2719.2273 | 2657.294 | 2422.6685 | 2348.419 | 2017.7973 | 2336.6093 | 2481.9203 | 2151.9228 | 2418.9057 | 2388.1283 | 2251.2045 | 2355.3362 | 2426.7081 | 2648.3302 | 2797.8672 | 2581.6809 | 2716.2174 | 2929.9576 | 2767.5763 | 3046.3048 | 2813.9049 | 2962.0516 | 2337.9079 | 2738.8478 | 2286.0638 | 2357.3207 | 2314.744 | 2317.6457 | 1875.2379 | 1954.1432 | 2283.3177 | 2410.0942 | 2255.1961 | 2212.9527 | 2458.5104 | 2257.1174 | 2264.6545 | 2323.7858 | 2306.8998 | 2274.4256 | 2325.8295 | 2379.9747 | 2412.5122 | 3195.6096 | 2838.295 | 2808.6734 | 3202.6136 | 2949.2696 | 2876.0653 | 2717.1047 | 2897.5813 | 2972.2738 | 2739.1536 | 2821.6934 | 2941.7307 | 2837.6389 | 2832.5304 | 2865.4303 | 2904.7911 | 3012.2054 | 3192.8083 | 3161.3148 | 3069.5652 | 3242.8037 | 2917.8481 | 2747.93 | 2750.4695 | 2809.6989 | 2806.7773 | 2514.2071 | 2671.3696 | 2498.023 | 2725.1255 | 2453.9363 | 2713.6595 | 2905.0157 | 2855.5217 | 3026.4429 | 2915.1866 | 2757.8428 | 2585.6016 | 2865.7307 | 2937.2558 | 3125.9026 | 3012.2365 | 2972.5798 | 3016.8671 | 2814.1189 | 2829.7873 | 3128.082 | 3147.8752 | 2824.1571 | 2951.3629 | 3088.4382 | 3163.4485 | 3337.0278 | 3326.4807 | 3368.1368 | 2677.0343 | 3008.5372 | 2662.464 | 2726.027 | 2884.7691 | 2783.1278 | 2613.5255 | 2685.551 | 2670.2293 | 2738.567 | 2858.5781 | 2861.0595 | 2767.4849 | 2752.4239 | 2720.5706 | 2571.7796 | 2775.1285 | 2578.3353 | 2839.6551 | 2740.315 | 2891.5197 | 2886.3654 | 2717.6547 | 2946.9325 | 2670.9776 | 3092.4186 | 2919.6339 | 2087.3028 | 2581.0035 | 1991.7732 | 2270.0566 | 2085.4417 | 1988.6208 | 2136.8641 | 1928.6899 | 2210.4615 | 1954.1079 | 2502.1068 | 2338.0837 | 2115.8192 | 2188.9356 | 2000.8845 | 1881.7345 | 1994.7887 | 2923.5324 | 2351.9035 | 2463.7079 | 2288.157 | 2281.3888 | 1978.8315 | 2242.3127 | 2658.1581 | 2898.1169 | 2481.8097 | 2198.8708 | 2117.8313 | 2184.8098 | 2181.1122 | 2143.6556 | 2131.9762 | 2189.7769 | 1914.2494 | 2038.3388 | 2735.76 | 2928.1132 | 2570.9402 | 2613.7077 | 2808.9291 | 2550.8181 | 2621.721 | 2683.3516 | 2431.8963 | 2712.3113 | 2881.8159 | 2721.7543 | 2653.0583 | 2398.7586 | 2467.6945 | 2232.1044 | 2284.7206 | 2531.6907 | 2452.7263 | 2449.005 | 2625.4518 | 2494.2882 | 2232.9912 | 2494.4187 | 2403.5875 | 2506.7846 | 2496.7665 | 2262.2811 | 2510.4004 | 2461.6642 | 2592.6957 | 2523.1896 | 2810.7953 | 2319.9566 | 2494.6289 | 2317.7427 | 2010.5237 | 2195.0309 | 2311.7571 | 2341.9215 | 2261.8234 | 2242.6724 | 2563.9022 | 2254.8995 | 2401.9068 | 2356.9037 | 2408.5295 | 2436.8675 | 2638.8184 | 2714.0822 | 2809.5777 | 2543.3711 | 2281.1405 | 2555.778 | 2556.5624 | 2550.8586 | 2561.141 | 2297.0113 | 2340.8759 | 2385.8685 | 2543.7473 | 2428.0315 | 2533.8526 | 2668.4873 | 2612.5695 | 2922.0718 | 2558.9603 | 2623.3829 | 2553.6386 | 2605.0682 | 2777.4138 | 2634.2557 | 2666.1557 | 2684.6978 | 2663.946 | 2497.83 | 2515.0429 | 2541.5845 | 2538.2907 | 2299.0458 | 2571.0193 | 2541.2051 | 2532.0494 | 2620.0259 | 2518.7616 | 2635.2594 | 2777.8821 | 2736.0057 | 2598.4822 | 2922.4863 | 2523.0158 | 2676.2134 | 2718.0585 | 2689.7186 | 2540.7226 | 2617.0328 | 2494.568 | 2616.6305 | 2928.3428 | 2476.6636 | 2347.9878 | 2366.3985 | 2448.8447 | 2345.325 | 2267.064 | 2643.6473 | 2774.6983 | 2711.2689 | 2641.8854 | 2778.3958 | 2511.4485 | 2411.6313 | 2608.3218 | 1866.2353 | 1922.6516 | 2149.6929 | 2219.8615 | 2124.3785 | 2025.5802 | 2114.3461 | 2333.5962 | 1967.5307 | 1981.0922 | 1945.4742 | 1784.7455 | 1917.145 | 1858.3582 | 1838.1625 | 2052.2593 | 2051.2759 | 1978.5218 | 2130.9155 | 2335.8714 | 2583.5558 | 2050.4063 | 1880.7782 | 2123.561 | 2049.3996 | 2094.2815 | 1962.2544 | 1954.8345 | 2176.9689 | 2053.3286 | 2326.9428 | 2158.7328 | 2107.4439 | 2208.8342 | 2182.2865 | 2159.1837 | 2122.5496 | 1960.5263 | 2086.9397 | 2149.3748 | 1911.5658 | 1929.3395 | 2119.9374 | 2088.0147 | 1967.217 | 1987.5618 | 2045.8185 | 1945.2584 | 1894.668 | 1992.2386 | 1995.9626 | 1989.3368 | 2408.4383 | 2212.7729 | 2287.4776 | 2468.5777 | 2438.6052 | 2496.7217 | 2336.4732 | 2282.8753 | 2237.1925 | 2327.5638 | 2323.9443 | 2295.3483 | 2166.8195 | 2275.9214 | 2319.4843 | 2241.2305 | 2240.1063 | 2286.7972 | 2279.4128 | 2253.5881 | 2281.3578 | 2193.6459 | 2139.1199 | 2265.8031 | 2233.9701 | 2221.8366 | 2164.3392 | 2216.3685 | 2103.9693 | 2342.0991 | 2487.6296 | 2489.5552 | 2387.5367 | 2242.7339 | 2428.0191 | 2180.7512 | 2105.4225 | 2273.3699 | 2215.8162 | 2163.5977 | 2202.841 | 2335.0078 | 2107.0895 | 2089.4486 | 2164.0577 | 2123.6462 | 2286.0251 | 2177.4747 | 2251.787 | 2206.8128 | 2198.2579 | 2254.2389 | 2283.1796 | 2298.6096 | 2035.5024 | 2300.0594 | 2352.4431 | 2328.918 | 2265.4088 | 2204.725 | 2031.1517 | 2034.3515 | 2095.7679 | 2224.7748 | 2271.3136 | 2323.8027 | 2319.7507 | 2752.3283 | 2570.433 | 2620.4986 | 2377.5204 | 2239.3008 | 2302.2877 | 2311.2542 | 2438.5073 | 2349.0991 | 2311.1622 | 2383.2015 | 2230.6805 | 2222.5896 | 2288.2873 | 2280.2703 | 2275.6408 | 2355.973 | 2156.6566 | 2363.9524 | 2334.452 | 2246.9209 | 2348.5012 | 2230.4276 | 2272.9758 | 2407.2294 | 2414.4417 | 2544.443 | 2537.965 | 2682.3451 | 2563.1628 | 2292.3182 | 2458.0422 | 2456.8422 | 2425.6085 | 2417.9906 | 2678.6984 | 2445.2361 | 2659.2763 | 2255.3704 | 2455.6997 | 2583.5015 | 2402.7892 | 2441.9371 | 2504.2739 | 2496.2975 | 2814.9246 | 2308.2507 | 2599.0027 | 2574.9962 | 2300.5122 | 2422.948 | 2527.2605 | 2334.6402 | 2442.2328 | 2338.3992 | 2635.7449 | 2551.2246 | 2501.4464 | 2321.3776 | 2576.6844 | 2628.1705 | 2509.8472 | 2404.3874 | 2299.6155 | 2266.2012 | 2357.5693 | 2316.0184 | 2505.7846 | 2457.0169 | 2464.1695 | 2472.5327 | 2287.4748 | 2139.8836 | 2257.3467 | 2323.1152 | 2377.5864 | 2186.598 | 2351.0502 | 1983.1658 | 2167.9524 | 2321.8807 | 2161.9454 | 2280.2015 | 2042.6069 | 2066.2723 | 1886.8496 | 1878.4499 | 2053.296 | 2024.9953 | 2114.3086 | 1963.6479 | 1907.8317 | 2008.5479 | 1888.5863 | 2073.7281 | 2031.5285 | 2006.2486 | 1903.1117 | 1912.565 | 2041.5315 | 2070.9533 | 1948.2509 | 2010.0978 | 1874.3517 | 1846.4059 | 1969.6062 | 1914.7441 | 2025.8174 | 2088.7678 | 2121.2159 | 2035.8174 | 2070.908 | 1889.9341 | 1911.7523 | 1850.0322 | 2039.2743 | 1950.0953 | 1941.9009 | 1917.9213 | 1895.1957 | 2001.1729 | 2271.8852 | 2216.5322 | 1852.0675 | 1861.9008 | 1956.3297 | 1988.57 | 1925.6039 | 1846.1545 | 1932.5689 | 2129.2487 | 2154.283 | 2099.4938 | 1952.1064 | 2058.5142 | 1919.1263 | 1971.0365 | 1967.4948 | 2058.1596 | 2106.273 | 2139.3148 | 1786.2087 | 2058.934 | 2050.2652 | 2020.6217 | 2098.8646 | 2095.2015 | 2017.2239 | 2145.1485 | 2041.2106 | 2133.0067 | 2160.9456 | 2007.9404 | 2198.9949 | 2374.0196 | 2247.7817 | 2212.9038 | 2185.6704 | 2287.664 | 2192.6689 | 2098.8047 | 2076.6076 | 2226.5869 | 2061.8559 | 2042.6581 | 2121.4463 | 2213.6204 | 2067.5748 | 2312.9016 | 2084.7278 | 2251.0261 | 2306.6879 | 2173.7617 | 2163.0545 | 2223.651 | 2109.7763 | 2159.295 | 2200.8899 | 2060.2786 | 2174.3583 | 2425.33 | 2086.0513 | 2247.0478 | 2102.8023 | 1980.9818 | 2026.1902 | 2589.1894 | 2259.9522 | 2241.3923 | 2232.0265 | 2090.3452 | 2289.3188 | 2147.3697 | 1984.2147 | 2332.0457 | 2123.2132 | 2189.4169 | 2108.5885 | 2072.4652 | 2247.4627 | 2186.5671 | 2139.7653 | 2209.0151 | 2206.8377 | 2269.9649 | 2316.1993 | 2179.6961 | 2301.0256 | 2293.9583 | 2263.7688 | 2301.0282 | 2123.8765 | 2158.3361 | 2256.3559 | 2116.3527 | 2304.8499 | 2198.6656 | 2117.8529 | 2222.8355 | 2237.4375 | 2233.7421 | 2194.3688 | 2245.0488 | 2389.5476 | 2215.9476 | 2338.6772 | 1998.0201 | 2025.1127 | 2307.559 | 2006.736 | 1934.9095 | 1971.6164 | 1928.4007 | 2179.8317 | 2128.5566 | 1920.2401 | 1929.9349 | 1844.8573 | 1870.3005 | 1929.5981 | 1937.4429 | 2002.085 | 1943.159 | 2112.1611 | 1914.3861 | 1895.6985 | 1909.2725 | 1907.8792 | 1893.1001 | 1890.0036 | 1966.7627 | 1846.4733 | 1941.9168 | 1922.5992 | 1945.3666 | 1976.8956 | 1987.9242 | 1948.9715 | 1966.7596 | 1972.3308 | 2022.5716 | 1960.0315 | 1901.737 | 2143.3619 | 1974.0997 | 1931.6389 | 2155.8226 | 2127.9132 | 2147.3393 | 2020.0733 | 2054.987 | 2021.8241 | 1965.3727 | 2056.8794 | 2043.6839 | 2042.3565 | 2105.5381 | 1976.8264 | 2035.3132 | 2016.0325 | 1960.6245 | 2051.2779 | 2127.1545 | 1979.8444 | 2078.0357 | 2130.6195 | 2165.8159 | 2084.8826 | 2054.4178 | 2225.6066 | 2094.3074 | 2157.117 | 2159.8745 | 2004.0221 | 2065.7141 | 1918.423 | 2292.9769 | 1930.9867 | 2090.0268 | 2128.932 | 2002.0577 | 2005.7679 | 1969.2631 | 1977.9293 | 1928.1891 | 1933.3209 | 1960.6331 | 1978.8955 | 1880.779 | 1890.8916 | 1903.6709 | 1932.4471 | 1869.3071 | 1841.4756 | 1892.1513 | 1804.4334 | 1912.469 | 1933.3672 | 1925.9254 | 1962.8015 | 1893.2006 | 2020.1811 | 1992.4621 | 1940.5225 | 1885.0038 | 1925.9135 | 1914.0319 | 1923.1269 | 1831.6025 | 1915.7588 | 1901.3557 | 1909.9342 | 1919.0966 | 1903.9093 | 1865.3825 | 1869.0938 | 1924.1215 | 1900.8593 | 1884.7774 | 1880.5844 | 1857.3991 | 1908.8154 | 1876.7588 | 1883.5564 | 1954.559 | 2114.0025 | 2139.3211 | 2193.2673 | 2349.7725 | 2481.7948 | 2421.0097 | 2327.8445 | 2212.1206 | 2232.8998 | 2236.7358 | 2053.1817 | 2085.8303 | 2312.4528 | 2519.8152 | 2455.1252 | 2753.5761 | 2551.3055 | 2601.6441 | 2858.6307 | 2813.9082 | 2950.581 | 3070.6734 | 2242.5699 | 2861.3165 | 2835.3663 | 3075.9859 | 2334.0082 | 3442.0454 | 3801.0245 | 3707.2785 | 3554.1419 | 3677.7903 | 3400.9 | 3266.0739 | 4048.066 | 2903.4509 | 3183.0733 | 3190.7399 | 3995.8219 | 4449.5599 | 4229.714 | 3962.6135 | 4082.1507 | 3833.1374 | 4102.3705 | 3743.4574 | 3593.2397 | 4212.0864 | 4200.2233
701195TYA.CSV | SHISHMAREF (AWOS) | 4585.1413 | 1777.8295 | 52066.0293 | 251.9339 |  |  |  | GHG electricity (grams CO2-eq per kWh) | 237.6161 | 446.3408 | 306.5525 | 489.6106 | 251.9339 | 251.9339 | 251.9339 | 251.9339 | 251.9339 | 251.9339 | 251.9339 | 251.9339 | 251.9339 | 251.9339 | 251.9339 | 251.9339 | 251.9339 | 251.9339 | 251.9339 | 251.9339 | 251.9339 | 251.9339 | 251.9339 | 251.9339 | 251.9339 | 251.9339 | 499.5952 | 251.9339 | 499.5952 | 499.5952 | 499.5952 | 499.5952 | 499.5952 | 499.5952 | 499.5952 | 251.9339 | 499.5952 | 499.5952 | 499.5952 | 251.9339 | 251.9339 | 499.5952 | 499.5952 | 499.5952 | 499.5952 | 251.9339 | 499.5952 | 251.9339 | 251.9339 | 251.9339 | 499.5952 | 251.9339 | 251.9339 | 251.9339 | 251.9339 | 251.9339 | 251.9339 | 251.9339 | 251.9339 | 251.9339 | 251.9339 | 251.9339 | 499.5952 | 251.9339 | 251.9339 | 251.9339 | 251.9339 | 251.9339 | 251.9339 | 251.9339 | 251.9339 | 251.9339 | 251.9339 | 251.9339 | 251.9339 | 251.9339 | 251.9339 | 251.9339 | 251.9339 | 251.9339 | 446.4221 | 446.4221 | 446.4221 | 446.4221 | 446.4221 | 446.4221 | 446.4221 | 446.4221 | 446.4221 | 446.4221 | 446.4221 | 446.4221 | 446.4221 | 446.4221 | 446.4221 | 446.4221 | 446.4221 | 446.4221 | 446.4221 | 446.4221 | 446.4221 | 446.4221 | 492.8342 | 356.4686 | 356.4686 | 446.4221 | 446.4221 | 446.4221 | 446.4221 | 446.4221 | 446.4221 | 446.4221 | 446.4221 | 492.8342 | 492.8342 | 492.8342 | 446.4221 | 446.4221 | 492.8342 | 492.8342 | 492.8342 | 492.8342 | 492.8342 | 492.8342 | 492.8342 | 492.8342 | 492.8342 | 492.8342 | 492.8342 | 492.8342 | 492.8342 | 492.8342 | 492.8342 | 492.8342 | 492.8342 | 492.8342 | 492.8342 | 492.8342 | 492.8342 | 492.8342 | 492.8342 | 492.8342 | 492.8342 | 492.8342 | 492.8342 | 492.8342 | 492.8342 | 409.3328 | 559.255 | 409.3328 | 409.3328 | 409.3328 | 559.255 | 495.0545 | 495.0545 | 492.8342 | 409.3328 | 409.3328 | 409.3328 | 409.3328 | 409.3328 | 409.3328 | 409.3328 | 409.3328 | 559.255 | 409.3328 | 409.3328 | 446.3408 | 446.3408 | 446.3408 | 446.3408 | 446.3408 | 446.3408 | 409.3328 | 446.3408 | 559.255 | 559.255 | 559.255 | 559.255 | 409.3328 | 559.255 | 446.3408 | 446.3408 | 446.3408 | 446.3408 | 446.3408 | 446.3408 | 446.3408 | 446.3408 | 446.3408 | 446.3408 | 446.3408 | 446.3408 | 446.3408 | 446.3408 | 446.3408 | 446.3408 | 446.3408 | 446.3408 | 446.3408 | 446.3408 | 446.3408 | 446.3408 | 446.3408 | 446.3408 | 446.3408 | 446.3408 | 446.3408 | 446.3408 | 446.3408 | 446.3408 | 446.3408 | 446.3408 | 446.3408 | 446.3408 | 446.3408 | 446.3408 | 446.3408 | 446.3408 | 446.3408 | 446.3408 | 559.255 | 446.3408 | 446.3408 | 446.3408 | 446.3408 | 559.255 | 559.255 | 489.6106 | 559.255 | 559.255 | 559.255 | 489.6106 | 489.6106 | 489.6106 | 489.6106 | 489.6106 | 489.6106 | 489.6106 | 489.6106 | 489.6106 | 489.6106 | 489.6106 | 489.6106 | 489.6106 | 489.6106 | 237.6161 | 237.6161 | 237.6161 | 237.6161 | 237.6161 | 237.6161 | 237.6161 | 237.6161 | 237.6161 | 237.6161 | 237.6161 | 237.6161 | 237.6161 | 237.6161 | 237.6161 | 237.6161 | 237.6161 | 237.6161 | 237.6161 | 237.6161 | 237.6161 | 356.4686 | 356.4686 | 356.4686 | 356.4686 | 356.4686 | 356.4686 | 356.4686 | 356.4686 | 356.4686 | 356.4686 | 356.4686 | 356.4686 | 356.4686 | 356.4686 | 356.4686 | 356.4686 | 356.4686 | 356.4686 | 356.4686 | 356.4686 | 356.4686 | 492.8342 | 356.4686 | 356.4686 | 356.4686 | 356.4686 | 356.4686 | 356.4686 | 356.4686 | 356.4686 | 495.0545 | 356.4686 | 492.8342 | 495.0545 | 495.0545 | 495.0545 | 495.0545 | 495.0545 | 495.0545 | 559.255 | 495.0545 | 495.0545 | 495.0545 | 495.0545 | 495.0545 | 495.0545 | 409.3328 | 409.3328 | 559.255 | 559.255 | 409.3328 | 409.3328 | 409.3328 | 409.3328 | 409.3328 | 559.255 | 409.3328 | 559.255 | 559.255 | 559.255 | 559.255 | 409.3328 | 409.3328 | 559.255 | 799.6117 | 558.707 | 446.3408 | 559.255 | 559.255 | 559.255 | 799.6117 | 559.255 | 559.255 | 559.255 | 559.255 | 559.255 | 559.255 | 559.255 | 559.255 | 559.255 | 446.3408 | 559.255 | 489.6106 | 446.3408 | 489.6106 | 559.255 | 489.6106 | 489.6106 | 489.6106 | 489.6106 | 559.255 | 489.6106 | 489.6106 | 610.8264 | 489.6106 | 489.6106 | 489.6106 | 489.6106 | 489.6106 | 237.6161 | 237.6161 | 237.6161 | 237.6161 | 237.6161 | 237.6161 | 237.6161 | 489.6106 | 489.6106 | 306.5525 | 237.6161 | 237.6161 | 237.6161 | 237.6161 | 237.6161 | 237.6161 | 237.6161 | 237.6161 | 237.6161 | 356.4686 | 356.4686 | 356.4686 | 356.4686 | 343.3384 | 356.4686 | 356.4686 | 343.3384 | 356.4686 | 356.4686 | 343.3384 | 343.3384 | 343.3384 | 356.4686 | 356.4686 | 559.8625 | 559.8625 | 343.3384 | 559.8625 | 343.3384 | 343.3384 | 343.3384 | 343.3384 | 343.3384 | 343.3384 | 343.3384 | 343.3384 | 343.3384 | 343.3384 | 343.3384 | 559.8625 | 559.8625 | 356.4686 | 559.8625 | 559.8625 | 559.8625 | 356.4686 | 559.8625 | 559.8625 | 559.8625 | 559.8625 | 559.8625 | 559.8625 | 559.8625 | 559.8625 | 559.8625 | 559.8625 | 559.8625 | 495.0545 | 495.0545 | 495.0545 | 495.0545 | 495.0545 | 495.0545 | 495.0545 | 559.8625 | 559.8625 | 559.8625 | 559.8625 | 559.8625 | 559.8625 | 559.8625 | 559.8625 | 559.8625 | 799.6117 | 799.6117 | 799.6117 | 799.6117 | 799.6117 | 799.6117 | 495.0545 | 495.0545 | 559.8625 | 559.8625 | 559.8625 | 559.8625 | 559.8625 | 799.6117 | 799.6117 | 799.6117 | 559.255 | 799.6117 | 799.6117 | 799.6117 | 799.6117 | 799.6117 | 799.6117 | 799.6117 | 558.707 | 558.707 | 799.6117 | 558.707 | 558.707 | 558.707 | 558.707 | 558.707 | 558.707 | 558.707 | 558.707 | 558.707 | 558.707 | 558.707 | 558.707 | 558.707 | 558.707 | 558.707 | 558.707 | 558.707 | 558.707 | 558.707 | 558.707 | 558.707 | 558.707 | 610.8264 | 610.8264 | 610.8264 | 610.8264 | 610.8264 | 610.8264 | 558.707 | 558.707 | 610.8264 | 610.8264 | 610.8264 | 610.8264 | 610.8264 | 610.8264 | 610.8264 | 610.8264 | 610.8264 | 610.8264 | 306.5525 | 306.5525 | 306.5525 | 306.5525 | 306.5525 | 610.8264 | 610.8264 | 610.8264 | 610.8264 | 610.8264 | 306.5525 | 306.5525 | 237.6161 | 237.6161 | 237.6161 | 237.6161 | 237.6161 | 237.6161 | 306.5525 | 306.5525 | 306.5525 | 306.5525 | 237.6161 | 237.6161 | 237.6161 | 237.6161 | 237.6161 | 237.6161 | 237.6161 | 237.6161 | 237.6161 | 237.6161 | 237.6161 | 237.6161 | 343.3384 | 343.3384 | 251.5809 | 285.0564 | 285.0564 | 568.9527 | 121.0728 | 285.0564 | 121.0728 | 251.5809 | 251.5809 | 251.5809 | 251.5809 | 251.5809 | 251.5809 | 251.5809 | 251.5809 | 251.5809 | 251.5809 | 251.5809 | 251.5809 | 251.5809 | 251.5809 | 251.5809 | 251.5809 | 251.5809 | 251.5809 | 251.5809 | 251.5809 | 251.5809 | 343.3384 | 343.3384 | 343.3384 | 559.8625 | 343.3384 | 343.3384 | 343.3384 | 343.3384 | 343.3384 | 343.3384 | 343.3384 | 343.3384 | 121.0728 | 121.0728 | 121.0728 | 251.5809 | 343.3384 | 121.0728 | 121.0728 | 121.0728 | 121.0728 | 559.8625 | 559.8625 | 559.8625 | 121.0728 | 559.8625 | 559.8625 | 559.8625 | 559.8625 | 343.3384 | 343.3384 | 343.3384 | 121.0728 | 121.0728 | 121.0728 | 559.8625 | 559.8625 | 799.6117 | 799.6117 | 799.6117 | 799.6117 | 559.8625 | 559.8625 | 559.8625 | 559.8625 | 559.8625 | 559.8625 | 559.8625 | 559.8625 | 559.8625 | 630.0372 | 630.0372 | 630.0372 | 630.0372 | 630.0372 | 630.0372 | 630.0372 | 630.0372 | 630.0372 | 630.0372 | 559.8625 | 595.71 | 595.71 | 595.71 | 799.6117 | 799.6117 | 595.71 | 595.71 | 595.71 | 595.71 | 595.71 | 799.6117 | 595.71 | 595.71 | 799.6117 | 595.71 | 595.71 | 595.71 | 595.71 | 595.71 | 595.71 | 595.71 | 595.71 | 595.71 | 799.6117 | 595.71 | 595.71 | 595.71 | 595.71 | 595.71 | 595.71 | 595.71 | 799.6117 | 595.71 | 595.71 | 595.71 | 595.71 | 595.71 | 595.71 | 595.71 | 595.71 | 595.71 | 595.71 | 595.71 | 595.71 | 595.71 | 595.71 | 595.71 | 595.71 | 595.71 | 595.71 | 595.71 | 595.71 | 595.71 | 595.71 | 610.8264 | 595.71 | 595.71 | 595.71 | 595.71 | 595.71 | 610.8264 | 610.8264 | 306.5525 | 610.8264 | 595.71 | 595.71 | 610.8264 | 610.8264 | 306.5525 | 610.8264 | 610.8264 | 306.5525 | 306.5525 | 306.5525 | 306.5525 | 306.5525 | 306.5525 | 610.8264 | 610.8264 | 306.5525 | 610.8264 | 306.5525 | 306.5525 | 306.5525 | 306.5525 | 306.5525 | 306.5525 | 306.5525 | 237.6161 | 237.6161 | 237.6161 | 306.5525 | 306.5525 | 306.5525 | 306.5525 | 306.5525 | 237.6161 | 237.6161 | 237.6161 | 237.6161 | 306.5525 | 306.5525 | 306.5525 | 306.5525 | 306.5525 | 306.5525 | 251.5809 | 251.5809 | 251.5809 | 251.5809 | 251.5809 | 251.5809 | 251.5809 | 251.5809 | 251.5809 | 251.5809 | 251.5809 | 251.5809 | 251.5809 | 251.5809 | 251.5809 | 251.5809 | 251.5809 | 251.5809 | 251.5809 | 251.5809 | 121.0728 | 121.0728 | 121.0728 | 630.0372 | 630.0372 | 630.0372 | 630.0372 | 630.0372 | 630.0372 | 630.0372 | 630.0372 | 630.0372 | 630.0372 | 630.0372 | 630.0372 | 630.0372 | 559.8625 | 805.7486 | 805.7486 | 805.7486 | 805.7486 | 595.71 | 595.71 | 595.71 | 805.7486 | 805.7486 | 805.7486 | 559.8625 | 805.7486 | 805.7486 | 559.8625 | 805.7486 | 595.71 | 595.71 | 805.7486 | 805.7486 | 595.71 | 595.71 | 595.71 | 595.71 | 595.71 | 595.71 | 595.71 | 595.71 | 595.71 | 595.71 | 595.71 | 595.71 | 595.71 | 595.71 | 595.71 | 595.71 | 595.71 | 595.71 | 595.71 | 595.71 | 595.71 | 595.71 | 595.71 | 595.71 | 595.71 | 805.7486 | 595.71 | 595.71 | 595.71 | 595.71 | 595.71 | 595.71 | 595.71 | 595.71 | 595.71 | 595.71 | 595.71 | 595.71 | 595.71 | 595.71 | 610.8264 | 610.8264 | 805.7486 | 610.8264 | 306.5525 | 610.8264 | 306.5525 | 595.71 | 595.71 | 306.5525 | 306.5525 | 306.5525 | 306.5525 | 306.5525 | 306.5525 | 306.5525 | 306.5525 | 306.5525 | 306.5525 | 306.5525 | 306.5525 | 306.5525 | 306.5525 | 306.5525 | 306.5525 | 306.5525 | 306.5525 | 306.5525 | 306.5525 | 306.5525 | 306.5525 | 306.5525 | 306.5525 | 306.5525 | 251.5809 | 251.5809 | 251.5809 | 251.5809 | 559.8625 | 559.8625 | 630.0372 | 805.7486 | 559.8625 | 805.7486 | 595.71 | 595.71 | 595.71 | 595.71 | 595.71 | 595.71 | 595.71 | 595.71 | 595.71 | 595.71 | 595.71 | 595.71 | 595.71 | 595.71 | 595.71 | 595.71 | 595.71 | 595.71 | 595.71 | 595.71 | 595.71 | 595.71 | 595.71 | 595.71 | 595.71 | 595.71 | 595.71 | 595.71 | 595.71 | 595.71 | 595.71 | 595.71 | 306.5525 | 595.71 | 595.71 | 306.5525 | 595.71 | 306.5525 | 306.5525 | 306.5525 | 306.5525 | 306.5525 | 306.5525 | 306.5525 | 306.5525 | 306.5525 | 306.5525 | 306.5525 | 306.5525 | 306.5525 | 306.5525 | 306.5525 | 306.5525 | 306.5525 | 306.5525 | 306.5525 | 306.5525 | 306.5525 | 306.5525 | 306.5525 | 306.5525 | 306.5525 | 306.5525 | 306.5525 | 306.5525 | 306.5525 | 306.5525 | 306.5525 | 306.5525 | 306.5525 | 306.5525 | 306.5525 | 306.5525 | 306.5525 | 306.5525 | 121.0728 | 251.5809 | 251.5809 | 559.8625 | 285.0564 | 568.9527 | 568.9527 | 251.5809 | 251.5809 | 251.5809 | 237.6161 | 237.6161 | 559.8625 | 343.3384 | 343.3384 | 356.4686 | 559.8625 | 237.6161 | 495.0545 | 495.0545 | 356.4686 | 356.4686 | 237.6161 | 489.6106 | 237.6161 | 489.6106 | 489.6106 | 559.255 | 492.8342 | 492.8342 | 492.8342 | 492.8342 | 492.8342 | 492.8342 | 446.4221 | 356.4686 | 356.4686 | 356.4686 | 446.4221 | 535.1157 | 804.577 | 804.577 | 804.577 | 535.1157 | 535.1157 | 535.1157 | 535.1157 | 535.1157 | 535.1157
701330TYA.CSV | KOTZEBUE RALPH WEIN MEMORIAL | 4666.1591 | 1790.4453 | 53601.2457 | 251.9339
701625TYA.CSV | ANAKTUVUK PASS | 4967.7193 | 1775.2487 | 59001.4205 | 251.9339
701718TYA.CSV | AMBLER | 4562.0446 | 1783.5742 | 51629.196 | 251.9339
701740TYA.CSV | BETTLES FIELD | 4675.9965 | 1806.2153 | 53714.3624 | 251.9339
701780TYA.CSV | TANANA RALPH M CALHOUN MEM AP | 4458.0072 | 1801.57 | 49767.7091 | 251.9339
701940TYA.CSV | FORT YUKON | 4715.8171 | 1782.8504 | 54461.0298 | 499.5952
702000TYA.CSV | NOME MUNICIPAL ARPT | 4391.8066 | 1786.0894 | 48664.6775 | 251.9339
702005TYA.CSV | SAINT MARY`S (AWOS) | 4140.417 | 1782.4881 | 44072.6578 | 251.9339
702035TYA.CSV | SAVOONGA | 4419.9327 | 1774.7435 | 49099.2409 | 251.9339
702040TYA.CSV | GAMBELL | 4429.9566 | 1775.6325 | 49280.5664 | 251.9339
702070TYA.CSV | UNALAKLEET FIELD | 4267.9283 | 1779.487 | 46400.3397 | 251.9339
702075TYA.CSV | ANVIK | 4229.9984 | 1780.3063 | 45666.7736 | 251.9339
702084TYA.CSV | EMMONAK | 4148.667 | 1798.8397 | 44098.0851 | 251.9339
702185TYA.CSV | MEKORYUK | 4085.9803 | 1777.274 | 43071.7134 | 251.9339
702186TYA.CSV | HOOPER BAY | 4165.4034 | 1778.9788 | 44485.101 | 251.9339
702190TYA.CSV | BETHEL AIRPORT | 4160.9011 | 1792.7747 | 44448.3193 | 251.9339
702225TYA.CSV | HUSLIA | 4473.4354 | 1783.1191 | 50027.9226 | 251.9339
702310TYA.CSV | MCGRATH ARPT | 4947.5632 | 1796.7079 | 50419.9223 | 251.9339
702320TYA.CSV | ANIAK AIRPORT | 4158.9052 | 1782.3573 | 44407.2783 | 251.9339
702460TYA.CSV | MINCHUMINA | 4828.3984 | 1796.9238 | 48058.064 | 499.5952
702495TYA.CSV | HAYES RIVER | 4453.441 | 1820.853 | 41048.1158 | 499.5952
702510TYA.CSV | TALKEETNA STATE ARPT | 4478.9031 | 1796.3099 | 41889.8943 | 499.5952
702590TYA.CSV | KENAI MUNICIPAL AP | 4292.7654 | 1789.9917 | 38579.9108 | 499.5952
702595TYA.CSV | SOLDOTNA | 4344.5862 | 1780.1966 | 39465.8952 | 499.5952
702600TYA.CSV | NENANA MUNICIPAL AP | 4888.2995 | 1793.7312 | 49261.7756 | 499.5952
702606TYA.CSV | CHULITNA | 4493.1791 | 1793.7678 | 41999.4548 | 499.5952
702607TYA.CSV | HOONAH | 3612.2712 | 1810.5853 | 34387.3344 | 251.9339
702610TYA.CSV | FAIRBANKS INTL ARPT | 4865.1831 | 1810.8162 | 48806.7302 | 499.5952
702647TYA.CSV | HEALY RIVER AIRPORT | 4555.4446 | 1787.9629 | 43184.8805 | 499.5952
702650TYA.CSV | FAIRBANKS/EIELSON A | 4721.7226 | 1804.5999 | 46215.724 | 499.5952
702670TYA.CSV | BIG DELTA ALLEN AAF | 4367.6296 | 1806.3893 | 48127.258 | 499.5952
702710TYA.CSV | GULKANA INTERMEDIATE FIELD | 4473.3211 | 1780.3792 | 50142.498 | 251.9339
702720TYA.CSV | ANCHORAGE/ELMENDORF | 4189.3666 | 1813.8338 | 36481.8226 | 499.5952
702725TYA.CSV | LAKE HOOD SEAPLANE | 4185.2298 | 1785.5057 | 36649.1174 | 499.5952
702730TYA.CSV | ANCHORAGE INTL AP | 4352.287 | 1792.9205 | 39638.9919 | 499.5952
702735TYA.CSV | ANCHORAGE MERRILL FIELD | 4213.7178 | 1810.738 | 36929.8472 | 499.5952
702740TYA.CSV | PALMER MUNICIPAL | 3694.3293 | 1799.2328 | 35965.8245 | 499.5952
702746TYA.CSV | BIRCHWOOD | 4280.9028 | 1785.9717 | 38274.1796 | 499.5952
702750TYA.CSV | VALDEZ WSO | 3738.7678 | 1790.3934 | 36813.7342 | 251.9339
702756TYA.CSV | VALDEZ PIONEER FIEL | 3729.4149 | 1781.5544 | 36617.6723 | 251.9339
702757TYA.CSV | WHITTIER | 3721.8114 | 1788.9018 | 36516.145 | 499.5952
702770TYA.CSV | SEWARD | 4152.2068 | 1789.0836 | 36003.4179 | 499.5952
702910TYA.CSV | NORTHWAY AIRPORT | 4743.4957 | 1794.9966 | 54967.5827 | 251.9339
702960TYA.CSV | CORDOVA | 3700.5751 | 1789.9869 | 36133.9743 | 499.5952
702986TYA.CSV | BIG RIVER LAKE | 3880.0271 | 1830.7111 | 39126.5685 | 499.5952
703080TYA.CSV | ST PAUL ISLAND ARPT | 3887.233 | 1778.3488 | 39544.4723 | 251.9339
703160TYA.CSV | COLD BAY ARPT | 3716.6216 | 1781.8703 | 36455.196 | 251.9339
703165TYA.CSV | SAND POINT | 3722.0558 | 1780.0519 | 36495.8961 | 251.9339
703210TYA.CSV | DILLINGHAM (AMOS) | 3952.7592 | 1788.5031 | 40667.6807 | 251.9339
703260TYA.CSV | KING SALMON ARPT | 3956.8132 | 1797.53 | 40748.8707 | 251.9339
703330TYA.CSV | PORT HEIDEN | 3909.572 | 1777.043 | 39954.5726 | 251.9339
703400TYA.CSV | ILIAMNA ARPT | 3831.3322 | 1797.9621 | 38444.2214 | 251.9339
703407TYA.CSV | SLEETMUTE | 4170.7448 | 1860.4351 | 44217.5253 | 251.9339
703410TYA.CSV | HOMER ARPT | 4227.7714 | 1794.82 | 37370.0198 | 499.5952
703430TYA.CSV | MIDDLETON ISLAND AUT | 3626.6205 | 1778.8563 | 34824.2816 | 251.9339
703500TYA.CSV | KODIAK AIRPORT | 3578.9366 | 1797.5306 | 33896.9373 | 251.9339
703606TYA.CSV | TOGIAC VILLAGE AWOS | 3897.9433 | 1784.9248 | 39640.0858 | 251.9339
703610TYA.CSV | YAKUTAT STATE ARPT | 3618.445 | 1796.1084 | 34621.3233 | 251.9339
703620TYA.CSV | SKAGWAY AIRPORT | 3595.7992 | 1797.3244 | 34211.8915 | 251.9339
703670TYA.CSV | GUSTAVUS | 3664.1285 | 1785.4243 | 35435.113 | 251.9339
703710TYA.CSV | SITKA JAPONSKI AP | 3508.4102 | 1805.0627 | 32589.9035 | 251.9339
703810TYA.CSV | JUNEAU INT'L ARPT | 3539.7465 | 1809.3955 | 33123.2681 | 251.9339
703855TYA.CSV | KAKE SEAPLANE BASE | 3542.2695 | 1790.209 | 33209.6337 | 251.9339
703860TYA.CSV | PETERSBURG | 3555.7806 | 1800.2227 | 33411.1272 | 251.9339
703870TYA.CSV | WRANGELL | 3496.7532 | 1804.3644 | 32328.8895 | 251.9339
703884TYA.CSV | HYDABURG SEAPLANE | 3494.2677 | 2118.6895 | 30852.7056 | 251.9339
703950TYA.CSV | KETCHIKAN INTL AP | 3500.5299 | 1857.6562 | 32206.0068 | 251.9339
703980TYA.CSV | ANNETTE ISLAND AP | 3259.589 | 1814.4043 | 28054.6602 | 251.9339
704140TYA.CSV | SHEMYA AFB | 3799.0521 | 1777.869 | 37952.438 | 251.9339
704540TYA.CSV | ADAK NAS | 3721.9642 | 1776.826 | 36563.0881 | 251.9339
704890TYA.CSV | DUTCH HARBOR | 3685.9008 | 1779.4813 | 35849.838 | 251.9339
722010TYA.CSV | KEY WEST INTL ARPT | 4303.3774 | 4902.8608 | 15385.1291 | 446.4221
722015TYA.CSV | KEY WEST NAS | 4319.5703 | 4937.8618 | 15395.4821 | 446.4221
722016TYA.CSV | MARATHON AIRPORT | 4493.8588 | 5254.9839 | 15981.8858 | 446.4221
722020TYA.CSV | MIAMI INTL AP | 4124.0696 | 4515.2464 | 15279.2204 | 446.4221
722024TYA.CSV | MIAMI/OPA LOCKA | 4128.6225 | 4518.4896 | 15339.3079 | 446.4221
722025TYA.CSV | FORT LAUDERDALE HOLLYWOOD INT | 4206.4714 | 4693.4464 | 15327.8613 | 446.4221
722026TYA.CSV | HOMESTEAD AFB | 4174.3044 | 4559.1719 | 15834.4227 | 446.4221
722029TYA.CSV | MIAMI/KENDALL-TAMIA | 4011.2183 | 4275.2029 | 15184.3223 | 446.4221
722030TYA.CSV | WEST PALM BEACH INTL ARPT | 4081.8133 | 4389.0621 | 15537.2145 | 446.4221
722038TYA.CSV | NAPLES MUNICIPAL | 3901.7898 | 4052.4662 | 15004.3423 | 446.4221
722039TYA.CSV | FORT LAUDERDALE | 4080.2132 | 4406.6187 | 15364.2166 | 446.4221
722040TYA.CSV | MELBOURNE REGIONAL AP | 3975.2903 | 4157.9442 | 15483.4254 | 446.4221
722045TYA.CSV | VERO BEACH MUNICIPAL ARPT | 4055.6589 | 4323.2203 | 15601.2082 | 446.4221
722050TYA.CSV | ORLANDO INTL ARPT | 3915.2925 | 3996.2089 | 15708.9945 | 446.4221
722053TYA.CSV | ORLANDO EXECUTIVE AP | 3938.8389 | 3992.6698 | 16158.7852 | 446.4221
722055TYA.CSV | OCALA MUNI (AWOS) | 3782.7008 | 3535.6908 | 17008.599 | 446.4221
722056TYA.CSV | DAYTONA BEACH INTL AP | 3853.2734 | 3816.2687 | 16043.7269 | 446.4221
722057TYA.CSV | ORLANDO SANFORD AIRPORT | 3787.9504 | 3720.531 | 15618.805 | 446.4221
722060TYA.CSV | JACKSONVILLE INTL ARPT | 3815.4294 | 3599.7776 | 17112.2568 | 446.4221
722065TYA.CSV | JACKSONVILLE NAS | 3901.4819 | 3825.4169 | 16839.6288 | 446.4221
722066TYA.CSV | MAYPORT NS | 3839.5701 | 3720.1498 | 16574.8402 | 446.4221
722068TYA.CSV | JACKSONVILLE/CRAIG | 3862.5032 | 3764.7805 | 16627.7801 | 446.4221
722070TYA.CSV | SAVANNAH INTL AP | 3946.0738 | 3389.3395 | 18281.4184 | 492.8342
722080TYA.CSV | CHARLESTON INTL ARPT | 3529.2775 | 3394.0538 | 19213.7405 | 356.4686
722085TYA.CSV | BEAUFORT MCAS | 3478.9864 | 3275.9127 | 19066.3685 | 356.4686
722103TYA.CSV | ST LUCIE CO INTL | 3931.672 | 3983.6999 | 16098.1994 | 446.4221
722104TYA.CSV | ST PETERSBURG ALBERT WHITTED | 4056.364 | 4327.949 | 15574.0741 | 446.4221
722106TYA.CSV | FORT MYERS PAGE FIELD | 4130.9119 | 4493.9418 | 15577.5802 | 446.4221
722108TYA.CSV | SOUTHWEST FLORIDA I | 4027.1593 | 4254.4033 | 15641.8995 | 446.4221
722110TYA.CSV | TAMPA INTERNATIONAL AP | 3969.3993 | 4077.6145 | 16027.5656 | 446.4221
722115TYA.CSV | SARASOTA BRADENTON | 4040.5073 | 4230.0398 | 16082.2187 | 446.4221
722116TYA.CSV | ST PETERSBURG CLEAR | 4027.8994 | 4163.6702 | 16387.6998 | 446.4221
722119TYA.CSV | LAKELAND LINDER RGN | 3989.1257 | 3999.1058 | 17002.1228 | 446.4221
722135TYA.CSV | ALMA BACON COUNTY AP | 3999.9129 | 3364.3229 | 19476.1409 | 492.8342
722136TYA.CSV | BRUNSWICK GOLDEN IS | 4152.1693 | 3667.6886 | 19485.5737 | 492.8342
722137TYA.CSV | BRUNSWICK MALCOLM MCKINNON AP | 4049.4308 | 3768.7346 | 16768.4255 | 492.8342
722140TYA.CSV | TALLAHASSEE REGIONAL AP [ISIS] | 3800.2479 | 3481.4998 | 17791.4825 | 446.4221
722146TYA.CSV | GAINESVILLE REGIONAL AP | 3864.2294 | 3689.0164 | 17271.2409 | 446.4221
722160TYA.CSV | ALBANY DOUGHERTY COUNTY AP | 3937.3483 | 3382.1997 | 18187.9498 | 492.8342
722166TYA.CSV | VALDOSTA WB AIRPORT | 4089.1202 | 3715.7685 | 17955.8803 | 492.8342
722170TYA.CSV | MACON MIDDLE GA REGIONAL AP | 3947.1977 | 3201.0313 | 19981.1626 | 492.8342
722175TYA.CSV | WARNER ROBINS AFB | 4055.0832 | 3179.7015 | 22121.6628 | 492.8342
722180TYA.CSV | AUGUSTA BUSH FIELD | 3877.2012 | 3045.7226 | 20104.063 | 492.8342
722190TYA.CSV | ATLANTA HARTSFIELD INTL AP | 3839.6436 | 2867.9583 | 21008.5666 | 492.8342
722195TYA.CSV | FULTON CO ARPT BROW | 3909.0887 | 2965.6158 | 21388.2703 | 492.8342
722196TYA.CSV | DEKALB PEACHTREE | 3972.5011 | 2925.6925 | 22888.001 | 492.8342
722210TYA.CSV | VALPARAISO ELGIN AFB | 4074.2341 | 3501.0267 | 19599.1625 | 492.8342
722215TYA.CSV | CRESTVIEW BOB SIKES AP | 4054.8842 | 3600.3524 | 18362.9326 | 492.8342
722223TYA.CSV | PENSACOLA REGIONAL AP | 4126.6942 | 3861.8464 | 17330.1413 | 492.8342
722225TYA.CSV | PENSACOLA FOREST SHERMAN NAS | 4129.7913 | 3761.7786 | 18279.3403 | 492.8342
722226TYA.CSV | WHITING FIELD NAAS | 4011.2106 | 3515.7237 | 18325.9107 | 492.8342
722230TYA.CSV | MOBILE REGIONAL AP | 4034.4857 | 3528.8558 | 18633.7199 | 492.8342
722235TYA.CSV | MOBILE DOWNTOWN AP | 4001.1187 | 3528.1294 | 18037.0599 | 492.8342
722245TYA.CSV | PANAMA CITY BAY CO | 4172.8106 | 3910.7147 | 17725.2265 | 492.8342
722250TYA.CSV | FORT BENNING LAWSON | 3972.5712 | 3010.7376 | 22135.8274 | 492.8342
722255TYA.CSV | COLUMBUS METROPOLITAN ARPT | 3953.8286 | 3287.1785 | 19335.4832 | 492.8342
722260TYA.CSV | MONTGOMERY DANNELLY FIELD | 3917.8263 | 3201.89 | 19445.5585 | 492.8342
722265TYA.CSV | MAXWELL AFB | 4032.3899 | 3270.1967 | 20901.8654 | 492.8342
722267TYA.CSV | TROY AF | 3994.713 | 3336.6145 | 19634.3357 | 492.8342
722268TYA.CSV | DOTHAN MUNICIPAL AP | 3963.9688 | 3332.6151 | 19106.1738 | 495.0545
722269TYA.CSV | CAIRNS FIELD FORT RUCKER | 4065.3368 | 3365.9315 | 20642.8795 | 492.8342
722270TYA.CSV | MARIETTA DOBBINS AFB | 3959.5488 | 2794.7176 | 23832.0476 | 492.8342
722280TYA.CSV | BIRMINGHAM MUNICIPAL AP | 3890.3397 | 3024.7102 | 20529.9176 | 495.0545
722284TYA.CSV | AUBURN-OPELIKA APT | 3823.0146 | 2838.0613 | 20936.943 | 492.8342
722285TYA.CSV | GADSEN MUNI (AWOS) | 3792.8846 | 2753.5552 | 21162.3612 | 495.0545
722286TYA.CSV | TUSCALOOSA MUNICIPAL AP | 3972.0664 | 3196.5329 | 20463.185 | 492.8342
722287TYA.CSV | ANNISTON METROPOLITAN AP | 3879.7862 | 3042.2259 | 20183.6622 | 495.0545
722310TYA.CSV | NEW ORLEANS INTL ARPT | 3770.9289 | 3791.1671 | 17334.7523 | 409.3328
722314TYA.CSV | NEW IBERIA NAAS | 4339.3098 | 3672.4499 | 18375.3859 | 409.3328
722315TYA.CSV | NEW ORLEANS LAKEFRONT AP | 3814.3783 | 3897.2469 | 17336.6381 | 409.3328
722316TYA.CSV | NEW ORLEANS ALVIN CALLENDER F | 3723.5675 | 3731.9068 | 16922.6451 | 409.3328
722317TYA.CSV | BATON ROUGE RYAN ARPT | 3730.2032 | 3545.6784 | 18423.1022 | 409.3328
722329TYA.CSV | PATTERSON MEMORIAL | 4219.578 | 3517.3663 | 17758.2486 | 559.255
722340TYA.CSV | MERIDIAN KEY FIELD | 3951.025 | 3177.0417 | 20135.3765 | 495.0545
722345TYA.CSV | MERIDIAN NAAS | 3965.1368 | 3267.2493 | 19580.2862 | 495.0545
722348TYA.CSV | HATTIESBURG LAUREL | 3896.0641 | 3114.7615 | 19801.2554 | 492.8342
722350TYA.CSV | JACKSON INTERNATIONAL AP | 3689.2986 | 3240.0934 | 19947.0069 | 495.0545
722356TYA.CSV | GREENVILLE MUNICIPAL | 3646.1284 | 3203.889 | 19427.1247 | 409.3328
722357TYA.CSV | NATCHEZ/HARDY(AWOS) | 3609.851 | 3238.5322 | 18492.876 | 492.8342
722358TYA.CSV | MCCOMB PIKE COUNTY AP | 3775.2528 | 3505.2812 | 19531.2641 | 409.3328
722359TYA.CSV | GREENWOOD LEFLORE ARPT | 3701.5594 | 3224.2031 | 20275.2612 | 409.3328
722390TYA.CSV | FORT POLK AAF | 3813.8067 | 3510.4621 | 20187.7678 | 409.3328
722400TYA.CSV | LAKE CHARLES REGIONAL ARPT | 3787.0929 | 3727.6151 | 18100.4628 | 409.3328
722404TYA.CSV | LAKE CHARLES WB AIRP | 3834.32 | 3700.9072 | 19126.4147 | 409.3328
722405TYA.CSV | LAFAYETTE REGIONAL AP | 4327.0258 | 3664.2593 | 18242.8529 | 409.3328
722406TYA.CSV | HOUMA-TERREBONNE | 3881.4476 | 3806.8223 | 19188.4096 | 409.3328
722410TYA.CSV | PORT ARTHUR JEFFERSON COUNTY | 3812.222 | 3854.8183 | 17610.6999 | 409.3328
722420TYA.CSV | GALVESTON/SCHOLES | 4019.786 | 4075.6904 | 16963.1627 | 446.3408
722429TYA.CSV | HOUSTON/D.W. HOOKS | 3999.3139 | 3902.3093 | 17990.1171 | 409.3328
722430TYA.CSV | HOUSTON BUSH INTERCONTINENTAL | 3899.4043 | 3693.4621 | 17871.7344 | 446.3408
722435TYA.CSV | HOUSTON WILLIAM P HOBBY AP | 3841.8977 | 3767.3196 | 16236.9354 | 446.3408
722436TYA.CSV | HOUSTON ELLINGTON AFB [CLEAR LAKE - UT] | 3984.2072 | 3836.6384 | 18221.307 | 446.3408
722445TYA.CSV | COLLEGE STATION EASTERWOOD FL | 3841.0723 | 3525.9997 | 18171.5107 | 446.3408
722446TYA.CSV | LUFKIN ANGELINA CO | 3712.9757 | 3462.8625 | 18720.0432 | 409.3328
722448TYA.CSV | TYLER/POUNDS FLD | 3788.8751 | 3220.5526 | 19690.9864 | 446.3408
722470TYA.CSV | LONGVIEW GREGG COUNTY AP [OVERTON - UT] | 4099.4385 | 3172.6159 | 19099.1603 | 559.255
722480TYA.CSV | SHREVEPORT REGIONAL ARPT | 4236.8691 | 3333.9326 | 19956.0153 | 409.3328
722484TYA.CSV | SHREVEPORT DOWNTOWN | 4243.739 | 3287.6581 | 20534.2552 | 559.255
722485TYA.CSV | BARKSDALE AFB | 4277.5375 | 3305.1179 | 20979.7539 | 559.255
722486TYA.CSV | MONROE REGIONAL AP | 3707.1064 | 3347.1471 | 19470.8129 | 409.3328
722487TYA.CSV | ALEXANDRIA ESLER REGIONAL AP | 4317.8882 | 3548.8475 | 19246.9621 | 559.255
722499TYA.CSV | NACOGDOCHES (AWOS) | 3819.738 | 3235.5328 | 20095.3161 | 446.3408
722500TYA.CSV | BROWNSVILLE S PADRE ISL INTL | 4139.0788 | 4382.6988 | 16631.6501 | 446.3408
722505TYA.CSV | HARLINGEN RIO GRANDE VALLEY I | 4091.5741 | 4335.3667 | 16156.107 | 446.3408
722506TYA.CSV | MCALLEN MILLER INTL AP [EDINBURG - UT] | 4015.7701 | 4148.3494 | 16294.2898 | 446.3408
722510TYA.CSV | CORPUS CHRISTI INTL ARPT [UT] | 4040.5097 | 4125.9935 | 16926.2269 | 446.3408
722515TYA.CSV | CORPUS CHRISTI NAS | 4172.7743 | 4514.1106 | 16182.0366 | 446.3408
722516TYA.CSV | KINGSVILLE | 3987.0533 | 4043.7183 | 16620.7631 | 446.3408
722517TYA.CSV | ALICE INTL AP | 4057.716 | 4143.7709 | 17085.3528 | 446.3408
722520TYA.CSV | LAREDO INTL AP [UT] | 3788.2897 | 3527.8593 | 17176.0457 | 446.3408
722523TYA.CSV | SAN ANTONIO/STINSON | 3852.4158 | 3543.7455 | 18226.4076 | 446.3408
722524TYA.CSV | ROCKPORT/ARANSAS CO | 4193.9093 | 4502.7658 | 16652.5728 | 446.3408
722526TYA.CSV | COTULLA FAA AP | 3867.2029 | 3772.0074 | 16648.5778 | 446.3408
722530TYA.CSV | SAN ANTONIO INTL AP | 3847.475 | 3539.496 | 18173.8648 | 446.3408
722533TYA.CSV | HONDO MUNICIPAL AP | 3840.9167 | 3489.8562 | 18459.2324 | 446.3408
722535TYA.CSV | SAN ANTONIO KELLY FIELD AFB | 3859.1305 | 3537.9685 | 18390.0628 | 446.3408
722536TYA.CSV | RANDOLPH AFB | 3862.4627 | 3466.256 | 19033.5008 | 446.3408
722540TYA.CSV | AUSTIN MUELLER MUNICIPAL AP [UT] | 3849.8219 | 3632.508 | 17466.2284 | 446.3408
722544TYA.CSV | CAMP MABRY | 3846.7944 | 3483.1656 | 18619.2115 | 446.3408
722547TYA.CSV | GEORGETOWN (AWOS) | 3680.3045 | 3023.6397 | 19277.3178 | 446.3408
722550TYA.CSV | VICTORIA REGIONAL AP | 3947.4965 | 3848.9616 | 17487.165 | 446.3408
722555TYA.CSV | PALACIOS MUNICIPAL AP | 4100.8027 | 4099.0592 | 18236.6054 | 446.3408
722560TYA.CSV | WACO REGIONAL AP | 3800.5992 | 3271.7631 | 19494.3051 | 446.3408
722563TYA.CSV | MC GREGOR (AWOS) | 3711.0696 | 3033.7695 | 19776.9731 | 446.3408
722570TYA.CSV | FORT HOOD | 3790.9237 | 3231.8325 | 19625.9959 | 446.3408
722575TYA.CSV | KILLEEN MUNI (AWOS) | 3732.8186 | 3083.6115 | 19763.1348 | 446.3408
722576TYA.CSV | ROBERT GRAY AAF | 3700.9481 | 3130.7774 | 18819.1934 | 446.3408
722577TYA.CSV | DRAUGHON MILLER CEN | 3817.4481 | 3235.1867 | 20048.6765 | 446.3408
722583TYA.CSV | DALLAS LOVE FIELD | 3866.9269 | 3369.3869 | 19889.7228 | 446.3408
722587TYA.CSV | COX FLD | 3775.9745 | 2912.6201 | 21896.6657 | 446.3408
722588TYA.CSV | GREENVILLE/MAJORS | 3853.4284 | 3174.1663 | 21182.526 | 446.3408
722590TYA.CSV | DALLAS-FORT WORTH INTL AP | 3808.8785 | 3225.3569 | 20015.6559 | 446.3408
722594TYA.CSV | FORT WORTH ALLIANCE | 3868.134 | 3194.7548 | 21326.3026 | 446.3408
722595TYA.CSV | FORT WORTH NAS | 3705.7934 | 3121.7277 | 18986.5227 | 446.3408
722596TYA.CSV | FORT WORTH MEACHAM | 3845.5564 | 3242.1717 | 20538.8322 | 446.3408
722597TYA.CSV | MINERAL WELLS MUNICIPAL AP | 3742.6489 | 3053.9742 | 20194.3361 | 446.3408
722598TYA.CSV | DALLAS/ADDISON ARPT | 3810.4585 | 3091.024 | 21085.7939 | 446.3408
722599TYA.CSV | DALLAS/REDBIRD ARPT | 3778.7706 | 3272.5527 | 19073.1181 | 446.3408
722610TYA.CSV | DEL RIO [UT] | 3722.4717 | 3387.0923 | 17145.2917 | 446.3408
722615TYA.CSV | DEL RIO LAUGHLIN AFB | 3733.0876 | 3566.0811 | 15881.3666 | 446.3408
722630TYA.CSV | SAN ANGELO MATHIS FIELD | 3573.6533 | 2741.2313 | 19673.8758 | 446.3408
722636TYA.CSV | DALHART MUNICIPAL AP | 4027.4862 | 2144.6843 | 28180.3478 | 559.255
722640TYA.CSV | MARFA AP | 3483.903 | 2133.7361 | 22906.1672 | 446.3408
722650TYA.CSV | MIDLAND INTERNATIONAL AP | 3466.4637 | 2490.8268 | 19761.6817 | 446.3408
722656TYA.CSV | WINK WINKLER COUNTY AP | 3557.24 | 2719.2273 | 19538.6568 | 446.3408
722660TYA.CSV | ABILENE REGIONAL AP [UT] | 3601.9814 | 2657.294 | 20861.7058 | 446.3408
722670TYA.CSV | LUBBOCK INTERNATIONAL AP | 3895.4022 | 2422.6685 | 22991.2677 | 559.255
722680TYA.CSV | ROSWELL INDUSTRIAL AIR PARK | 3789.095 | 2348.419 | 21828.0281 | 489.6106
722683TYA.CSV | SIERRA BLANCA RGNL | 3837.5908 | 2017.7973 | 28593.4335 | 489.6106
722686TYA.CSV | CLOVIS CANNON AFB | 4025.7778 | 2336.6093 | 26198.9223 | 559.255
722687TYA.CSV | CARLSBAD CAVERN CITY AIR TERM | 3810.5982 | 2481.9203 | 20844.2369 | 559.255
722689TYA.CSV | CLOVIS MUNI (AWOS) | 3910.8585 | 2151.9228 | 25927.9393 | 559.255
722695TYA.CSV | LAS CRUCES INTL | 3686.4245 | 2418.9057 | 22333.9321 | 489.6106
722700TYA.CSV | EL PASO INTERNATIONAL AP [UT] | 3565.6731 | 2388.1283 | 20454.4843 | 489.6106
722710TYA.CSV | TRUTH OR CONSEQUENCES MUNI AP | 3717.6347 | 2251.2045 | 24405.6382 | 489.6106
722725TYA.CSV | DEMING MUNI | 3716.4603 | 2355.3362 | 23442.8495 | 489.6106
722735TYA.CSV | DOUGLAS BISBEE-DOUGLAS INTL A | 3633.8105 | 2426.7081 | 21331.1697 | 489.6106
722740TYA.CSV | TUCSON INTERNATIONAL AP | 3534.7588 | 2648.3302 | 17593.1427 | 489.6106
722745TYA.CSV | DAVIS MONTHAN AFB | 3559.93 | 2797.8672 | 16709.5904 | 489.6106
722747TYA.CSV | SAFFORD (AMOS) | 3601.0228 | 2581.6809 | 19367.2965 | 489.6106
722748TYA.CSV | CASA GRANDA (AWOS) | 3471.0459 | 2716.2174 | 15810.0856 | 489.6106
722780TYA.CSV | PHOENIX SKY HARBOR INTL AP | 3459.9133 | 2929.9576 | 13732.5089 | 489.6106
722784TYA.CSV | DEER VALLEY/PHOENIX | 3449.3367 | 2767.5763 | 14983.2869 | 489.6106
722785TYA.CSV | LUKE AFB | 3559.2693 | 3046.3048 | 14497.6556 | 489.6106
722789TYA.CSV | SCOTTSDALE MUNI | 3470.9369 | 2813.9049 | 14949.1239 | 489.6106
722800TYA.CSV | YUMA INTL ARPT | 3460.8114 | 2962.0516 | 13463.9974 | 489.6106
722860TYA.CSV | MARCH AFB | 2829.2452 | 2337.9079 | 18506.8217 | 237.6161
722868TYA.CSV | PALM SPRINGS INTL | 2583.3947 | 2738.8478 | 12335.368 | 237.6161
722869TYA.CSV | RIVERSIDE MUNI | 2683.2368 | 2286.0638 | 16099.6082 | 237.6161
722880TYA.CSV | BURBANK-GLENDALE-PASSADENA AP | 2666.7563 | 2357.3207 | 15498.1121 | 237.6161
722885TYA.CSV | SANTA MONICA MUNI | 2628.1313 | 2314.744 | 14991.4749 | 237.6161
722886TYA.CSV | VAN NUYS AIRPORT | 2608.2745 | 2317.6457 | 14612.0255 | 237.6161
722895TYA.CSV | LOMPOC (AWOS) | 2883.9064 | 1875.2379 | 21475.493 | 237.6161
722897TYA.CSV | SAN LUIS CO RGNL | 2653.5054 | 1954.1432 | 16996.4828 | 237.6161
722899TYA.CSV | CHINO AIRPORT | 2671.0461 | 2283.3177 | 15891.0214 | 237.6161
722900TYA.CSV | SAN DIEGO LINDBERGH FIELD | 2594.7868 | 2410.0942 | 13977.209 | 237.6161
722903TYA.CSV | SAN DIEGO/MONTGOMER | 2617.5449 | 2255.1961 | 15053.4313 | 237.6161
722904TYA.CSV | CHULA VISTA BROWN FIELD NAAS | 2640.9476 | 2212.9527 | 15656.8618 | 237.6161
722906TYA.CSV | SAN DIEGO NORTH ISLAND NAS | 2659.8874 | 2458.5104 | 14948.8553 | 237.6161
722926TYA.CSV | CAMP PENDLETON MCAS | 2699.367 | 2257.1174 | 16523.9953 | 237.6161
722927TYA.CSV | CARLSBAD/PALOMAR | 2655.2984 | 2264.6545 | 15698.0428 | 237.6161
722930TYA.CSV | SAN DIEGO MIRAMAR NAS | 2696.0897 | 2323.7858 | 16174.9216 | 237.6161
722950TYA.CSV | LOS ANGELES INTL ARPT | 2596.7895 | 2306.8998 | 14459.1988 | 237.6161
722956TYA.CSV | JACK NORTHROP FLD H | 2602.2982 | 2274.4256 | 14697.2077 | 237.6161
722970TYA.CSV | LONG BEACH DAUGHERTY FLD | 2578.6895 | 2325.8295 | 14048.741 | 237.6161
722976TYA.CSV | FULLERTON MUNICIPAL | 2624.4898 | 2379.9747 | 14640.9326 | 237.6161
722977TYA.CSV | SANTA ANA JOHN WAYNE AP | 2617.2196 | 2412.5122 | 14373.6587 | 237.6161
723013TYA.CSV | WILMINGTON INTERNATIONAL ARPT | 3481.3981 | 3195.6096 | 19628.0566 | 356.4686
723030TYA.CSV | FAYETTEVILLE POPE AFB | 3510.5519 | 2838.295 | 22457.6064 | 356.4686
723035TYA.CSV | FAYETTEVILLE RGNL G | 3531.9991 | 2808.6734 | 23032.4273 | 356.4686
723040TYA.CSV | CAPE HATTERAS NWS BLDG | 3476.2507 | 3202.6136 | 19489.6214 | 356.4686
723046TYA.CSV | DARE CO RGNL | 3452.7685 | 2949.2696 | 20670.0222 | 356.4686
723060TYA.CSV | RALEIGH DURHAM INTERNATIONAL | 3537.9489 | 2876.0653 | 22711.4483 | 356.4686
723065TYA.CSV | PITT GREENVILLE ARP | 3408.5556 | 2717.1047 | 21355.4654 | 356.4686
723066TYA.CSV | GOLDSBORO SEYMOUR JOHNSON AFB | 3565.0435 | 2897.5813 | 23058.6561 | 356.4686
723067TYA.CSV | KINSTON STALLINGS AFB | 3567.8092 | 2972.2738 | 22596.1033 | 356.4686
723068TYA.CSV | ROCKY MOUNT WILSON | 3389.2958 | 2739.1536 | 20897.1524 | 356.4686
723069TYA.CSV | JACKSONVILLE (AWOS) | 3590.9559 | 2821.6934 | 23974.4633 | 356.4686
723075TYA.CSV | OCEANA NAS | 3486.4474 | 2941.7307 | 21357.9324 | 356.4686
723080TYA.CSV | NORFOLK INTERNATIONAL AP | 3478.1903 | 2837.6389 | 21877.8931 | 356.4686
723083TYA.CSV | FRANKLIN NAAS | 3447.9369 | 2832.5304 | 21327.0013 | 356.4686
723085TYA.CSV | NORFOLK NAS | 3412.977 | 2865.4303 | 20519.2832 | 356.4686
723086TYA.CSV | NEWPORT NEWS | 3519.5979 | 2904.7911 | 22188.8284 | 356.4686
723090TYA.CSV | CHERRY POINT MCAS | 3577.3809 | 3012.2054 | 22543.3564 | 356.4686
723095TYA.CSV | NEW BERN CRAVEN CO REGL AP | 3456.4879 | 3192.8083 | 19198.3652 | 356.4686
723096TYA.CSV | NEW RIVER MCAF | 3570.7526 | 3161.3148 | 21464.0075 | 356.4686
723100TYA.CSV | COLUMBIA METRO ARPT | 3476.1488 | 3069.5652 | 20342.9044 | 356.4686
723106TYA.CSV | FLORENCE REGIONAL AP | 3504.8495 | 3242.8037 | 19737.0162 | 356.4686
723110TYA.CSV | ATHENS BEN EPPS AP | 3850.4693 | 2917.8481 | 20763.5583 | 492.8342
723119TYA.CSV | GREENVILLE DOWNTOWN AP | 3545.5137 | 2747.93 | 23667.9683 | 356.4686
723120TYA.CSV | GREER GREENV'L-SPARTANBRG AP | 3443.9267 | 2750.4695 | 21823.9512 | 356.4686
723125TYA.CSV | ANDERSON COUNTY AP | 3515.4231 | 2809.6989 | 22727.6813 | 356.4686
723140TYA.CSV | CHARLOTTE DOUGLAS INTL ARPT | 3455.5207 | 2806.7773 | 21669.2873 | 356.4686
723143TYA.CSV | SOUTHERN PINES AWOS | 3402.5468 | 2514.2071 | 22552.2108 | 356.4686
723145TYA.CSV | HICKORY REGIONAL AP | 3462.5604 | 2671.3696 | 22665.7227 | 356.4686
723150TYA.CSV | ASHEVILLE REGIONAL ARPT | 3526.6057 | 2498.023 | 24954.3699 | 356.4686
723170TYA.CSV | GREENSBORO PIEDMONT TRIAD INT | 3542.0509 | 2725.1255 | 23757.9234 | 356.4686
723183TYA.CSV | BRISTOL TRI CITY AIRPORT | 3854.8021 | 2453.9363 | 24884.5576 | 495.0545
723193TYA.CSV | WINSTON-SALEM REYNOLDS AP | 3435.1277 | 2713.6595 | 21892.2824 | 356.4686
723200TYA.CSV | ROME R B RUSSELL AP | 3943.4617 | 2905.0157 | 22532.5966 | 492.8342
723230TYA.CSV | HUNTSVILLE INTL/JONES FIELD | 3913.3109 | 2855.5217 | 22339.216 | 495.0545
723235TYA.CSV | MUSCLE SHOALS REGIONAL AP | 3885.3449 | 3026.4429 | 20301.5184 | 495.0545
723240TYA.CSV | CHATTANOOGA LOVELL FIELD AP | 3922.7828 | 2915.1866 | 21973.5069 | 495.0545
723260TYA.CSV | KNOXVILLE MCGHEE TYSON AP | 3942.7479 | 2757.8428 | 23741.2663 | 495.0545
723265TYA.CSV | CROSSVILLE MEMORIAL AP | 3833.9213 | 2585.6016 | 23312.1484 | 495.0545
723270TYA.CSV | NASHVILLE INTERNATIONAL AP | 3968.736 | 2865.7307 | 23242.3927 | 495.0545
723300TYA.CSV | POPLAR BLUFF(AMOS) | 4248.1539 | 2937.2558 | 24168.8924 | 799.6117
723306TYA.CSV | COLUMBUS AFB | 4066.8009 | 3125.9026 | 22678.8485 | 495.0545
723307TYA.CSV | GOLDEN TRI(AWOS) | 4025.3772 | 3012.2365 | 22895.6369 | 495.0545
723320TYA.CSV | TUPELO C D LEMONS ARPT | 3883.6264 | 2972.5798 | 20750.4366 | 495.0545
723340TYA.CSV | MEMPHIS INTERNATIONAL AP | 3935.9182 | 3016.8671 | 21295.6817 | 495.0545
723346TYA.CSV | JACKSON MCKELLAR-SIPES REGL A | 3850.6563 | 2814.1189 | 21578.0998 | 495.0545
723347TYA.CSV | DYERSBURG MUNICIPAL AP | 3946.8343 | 2829.7873 | 23106.1037 | 495.0545
723403TYA.CSV | LITTLE ROCK ADAMS FIELD | 3763.4289 | 3128.082 | 22115.6087 | 409.3328
723405TYA.CSV | LITTLE ROCK AFB | 3831.2222 | 3147.8752 | 23192.6837 | 409.3328
723406TYA.CSV | WALNUT RIDGE (AWOS) | 4132.9225 | 2824.1571 | 23171.8422 | 409.3328
723407TYA.CSV | JONESBORO MUNI | 4277.8023 | 2951.3629 | 24551.039 | 409.3328
723415TYA.CSV | MEMORIAL FLD | 3741.2148 | 3088.4382 | 22002.3116 | 409.3328
723416TYA.CSV | STUTTGART (AWOS) | 3716.2187 | 3163.4485 | 20959.7847 | 409.3328
723417TYA.CSV | PINE BLUFF FAA AP | 3892.8415 | 3337.0278 | 22880.5344 | 409.3328
723418TYA.CSV | TEXARKANA WEBB FIELD | 3724.4541 | 3326.4807 | 19936.1595 | 409.3328
723419TYA.CSV | EL DORADO GOODWIN FIELD | 3780.1781 | 3368.1368 | 20632.3017 | 409.3328
723434TYA.CSV | SPRINGDALE MUNI | 4091.0884 | 2677.0343 | 23885.7744 | 559.255
723440TYA.CSV | FORT SMITH REGIONAL AP | 3783.4321 | 3008.5372 | 23359.0753 | 559.255
723443TYA.CSV | SILOAM SPRING(AWOS) | 4045.5659 | 2662.464 | 23224.3858 | 559.255
723444TYA.CSV | BENTONVILLE (AWOS) | 4192.9166 | 2726.027 | 25232.6813 | 559.255
723445TYA.CSV | FAYETTEVILLE DRAKE FIELD | 4161.9955 | 2884.7691 | 23144.6035 | 559.255
723446TYA.CSV | HARRISON FAA AP | 4129.3159 | 2783.1278 | 23579.9373 | 409.3328
723447TYA.CSV | FLIPPIN (AWOS) | 3603.5715 | 2613.5255 | 22990.1364 | 409.3328
723448TYA.CSV | BATESVILLE (AWOS) | 3644.8275 | 2685.551 | 23189.6513 | 409.3328
723449TYA.CSV | ROGERS (AWOS) | 4149.9558 | 2670.2293 | 25021.6829 | 559.255
723489TYA.CSV | CAPE GIRARDEAU MUNICIPAL AP | 4837.8339 | 2738.567 | 24731.3419 | 799.6117
723495TYA.CSV | JOPLIN MUNICIPAL AP | 4134.7832 | 2858.5781 | 22942.4104 | 799.6117
723510TYA.CSV | WICHITA FALLS MUNICIPAL ARPT | 3692.2228 | 2861.0595 | 20839.3526 | 446.3408
723520TYA.CSV | ALTUS AFB | 4022.1448 | 2767.4849 | 21779.442 | 559.255
723525TYA.CSV | HOBART MUNICIPAL AP | 4064.509 | 2752.4239 | 22712.8115 | 559.255
723526TYA.CSV | CLINTON-SHERMAN | 4146.4756 | 2720.5706 | 24505.7443 | 559.255
723527TYA.CSV | GAGE AIRPORT | 4707.1648 | 2571.7796 | 24718.2466 | 559.255
723530TYA.CSV | OKLAHOMA CITY WILL ROGERS WOR | 4079.3171 | 2775.1285 | 22752.119 | 559.255
723535TYA.CSV | VANCE AFB | 4093.4596 | 2578.3353 | 24992.034 | 559.255
723540TYA.CSV | OKLAHOMA CITY TINKER AFB | 4194.485 | 2839.6551 | 24180.6614 | 559.255
723544TYA.CSV | OKLAHOMA CITY/WILEY | 4124.398 | 2740.315 | 23917.1788 | 559.255
723545TYA.CSV | STILLWATER RGNL | 4174.4034 | 2891.5197 | 23268.7712 | 559.255
723546TYA.CSV | PONCA CITY MUNICIPAL AP [SGP - ARM] | 4175.9718 | 2886.3654 | 23357.0977 | 559.255
723550TYA.CSV | FORT SILL POST FIELD AF | 4012.8492 | 2717.6547 | 22118.9912 | 559.255
723560TYA.CSV | TULSA INTERNATIONAL AIRPORT | 4245.2176 | 2946.9325 | 24024.2569 | 559.255
723565TYA.CSV | BARTLESVILLE/PHILLI | 4132.8978 | 2670.9776 | 24760.0486 | 559.255
723566TYA.CSV | MCALESTER MUNICIPAL AP | 3849.9024 | 3092.4186 | 21828.8022 | 559.255
723575TYA.CSV | LAWTON MUNICIPAL | 4091.1356 | 2919.6339 | 21504.4485 | 559.255
723600TYA.CSV | CLAYTON MUNICIPAL AIRPARK | 3827.8536 | 2087.3028 | 27843.3725 | 489.6106
723604TYA.CSV | CHILDRESS MUNICIPAL AP | 3609.1144 | 2581.0035 | 21600.8284 | 446.3408
723627TYA.CSV | GALLUP SEN CLARKE FLD | 4097.4645 | 1991.7732 | 33591.0102 | 306.5525
723630TYA.CSV | AMARILLO INTERNATIONAL AP [CANYON - UT] | 3928.7667 | 2270.0566 | 25155.2688 | 559.255
723650TYA.CSV | ALBUQUERQUE INTL ARPT [ISIS] | 3782.8772 | 2085.4417 | 27075.0034 | 489.6106
723656TYA.CSV | SATA FE COUNTY MUNICIPAL AP | 3976.8432 | 1988.6208 | 31405.7093 | 489.6106
723658TYA.CSV | FARMINGTON FOUR CORNERS REGL | 4012.9757 | 2136.8641 | 30745.3089 | 306.5525
723663TYA.CSV | TAOS MUNI APT(AWOS) | 4317.06 | 1928.6899 | 38003.1142 | 489.6106
723676TYA.CSV | TUCUMCARI FAA AP | 3902.1569 | 2210.4615 | 25272.3326 | 559.255
723677TYA.CSV | LAS VEGAS MUNICIPAL ARPT | 3995.3336 | 1954.1079 | 32035.4592 | 489.6106
723700TYA.CSV | KINGMAN (AMOS) | 3733.5234 | 2502.1068 | 22459.0433 | 489.6106
723710TYA.CSV | PAGE MUNI (AMOS) | 4102.8493 | 2338.0837 | 25354.7521 | 306.5525
723723TYA.CSV | PRESCOTT LOVE FIELD | 3818.8645 | 2115.8192 | 27450.9585 | 489.6106
723740TYA.CSV | WINSLOW MUNICIPAL AP | 3919.0371 | 2188.9356 | 28607.0688 | 306.5525
723747TYA.CSV | SHOW LOW MUNICIPAL | 3910.4141 | 2000.8845 | 30070.1406 | 489.6106
723755TYA.CSV | FLAGSTAFF PULLIAM ARPT | 4238.2843 | 1881.7345 | 37115.1521 | 489.6106
723783TYA.CSV | GRAND CANYON NATL P | 4272.2317 | 1994.7887 | 36673.819 | 489.6106
723805TYA.CSV | NEEDLES AIRPORT | 2737.9831 | 2923.5324 | 14331.3885 | 237.6161
723810TYA.CSV | EDWARDS AFB | 3062.8926 | 2351.9035 | 22660.5937 | 237.6161
723815TYA.CSV | DAGGETT BARSTOW-DAGGETT AP | 2818.5768 | 2463.7079 | 17768.6425 | 237.6161
723816TYA.CSV | LANCASTER GEN WM FOX FIELD | 2929.5617 | 2288.157 | 20523.1548 | 237.6161
723820TYA.CSV | PALMDALE AIRPORT | 2976.7998 | 2281.3888 | 21405.3556 | 237.6161
723830TYA.CSV | SANDBERG | 3080.9285 | 1978.8315 | 24597.4195 | 237.6161
723840TYA.CSV | BAKERSFIELD MEADOWS FIELD | 2608.2955 | 2242.3127 | 14932.4384 | 237.6161
723860TYA.CSV | LAS VEGAS MCCARRAN INTL AP | 3678.6285 | 2658.1581 | 20107.1725 | 489.6106
723865TYA.CSV | NELLIS AFB | 3727.72 | 2898.1169 | 18853.9559 | 489.6106
723870TYA.CSV | MERCURY DESERT ROCK AP [SURFRAD] | 3275.3031 | 2481.8097 | 22777.0715 | 489.6106
723890TYA.CSV | FRESNO YOSEMITE INTL AP | 2596.7917 | 2198.8708 | 14912.4246 | 237.6161
723895TYA.CSV | PORTERVILLE (AWOS) | 2698.3641 | 2117.8313 | 17077.243 | 237.6161
723896TYA.CSV | VISALIA MUNI (AWOS) | 2798.0856 | 2184.8098 | 18594.3428 | 237.6161
723910TYA.CSV | POINT MUGU NF | 2686.4331 | 2181.1122 | 16618.6271 | 237.6161
723925TYA.CSV | SANTA BARBARA MUNICIPAL AP | 2689.425 | 2143.6556 | 16832.5644 | 237.6161
723926TYA.CSV | CAMARILLO (AWOS) | 2676.016 | 2131.9762 | 16636.6632 | 237.6161
723927TYA.CSV | OXNARD AIRPORT | 2681.3247 | 2189.7769 | 16489.6223 | 237.6161
723940TYA.CSV | SANTA MARIA PUBLIC ARPT | 2694.4024 | 1914.2494 | 17904.3013 | 237.6161
723965TYA.CSV | PASO ROBLES MUNICIPAL ARPT | 2761.1747 | 2038.3388 | 18574.6679 | 237.6161
724010TYA.CSV | RICHMOND INTERNATIONAL AP | 3529.5433 | 2735.76 | 23463.7101 | 356.4686
724014TYA.CSV | DINWIDDIE CO | 3552.8715 | 2928.1132 | 22592.2368 | 356.4686
724016TYA.CSV | CHARLOTTESVILLE FAA | 3468.5673 | 2570.9402 | 23408.7192 | 356.4686
724017TYA.CSV | FARMVILLE | 3515.6322 | 2613.7077 | 23949.2282 | 559.8625
724026TYA.CSV | MELFA/ACCOMACK ARPT | 3499.1732 | 2808.9291 | 23079.4248 | 343.3384
724030TYA.CSV | WASHINGTON DC DULLES INT'L AR [STERLING - ISIS] | 3614.233 | 2550.8181 | 26188.6267 | 356.4686
724033TYA.CSV | SHANNON ARPT | 3615.9651 | 2621.721 | 25705.8642 | 356.4686
724035TYA.CSV | QUANTICO MCAS | 3493.0218 | 2683.3516 | 23795.1495 | 356.4686
724036TYA.CSV | MANASSAS MUNI(AWOS) | 3644.1338 | 2431.8963 | 27435.6094 | 356.4686
724037TYA.CSV | DAVISON AAF | 3652.6471 | 2712.3113 | 25837.9845 | 356.4686
724040TYA.CSV | PATUXENT RIVER NAS | 3463.2474 | 2881.8159 | 22024.2766 | 343.3384
724045TYA.CSV | SALISBURY WICOMICO CO AP | 3460.1036 | 2721.7543 | 22956.9567 | 343.3384
724050TYA.CSV | WASHINGTON DC REAGAN AP | 3509.4771 | 2653.0583 | 24276.1916 | 356.4686
724053TYA.CSV | WINCHESTER RGNL | 3605.6708 | 2398.7586 | 26948.0254 | 356.4686
724055TYA.CSV | LEESBURG/GODFREY | 3645.3033 | 2467.6945 | 27220.0732 | 356.4686
724056TYA.CSV | MARION / WYTHEVILLE | 3977.1885 | 2232.1044 | 26321.5913 | 559.8625
724058TYA.CSV | ABINGTON | 3993.9689 | 2284.7206 | 26069.1493 | 559.8625
724060TYA.CSV | BALTIMORE BLT-WASHNGTN INT'L | 3536.9574 | 2531.6907 | 25520.8904 | 343.3384
724066TYA.CSV | HAGERSTOWN RGNL RIC | 4098.7072 | 2452.7263 | 26320.9245 | 559.8625
724070TYA.CSV | ATLANTIC CITY INTL AP | 3538.7814 | 2449.005 | 26075.6345 | 343.3384
724075TYA.CSV | MILLVILLE MUNICIPAL AP | 3557.3731 | 2625.4518 | 25317.7227 | 343.3384
724080TYA.CSV | PHILADELPHIA INTERNATIONAL AP | 3539.3744 | 2494.2882 | 25802.2332 | 343.3384
724084TYA.CSV | BELMAR ASC | 3509.6066 | 2232.9912 | 26830.8797 | 343.3384
724085TYA.CSV | PHILADELPHIA NE PHILADELPHIA | 3516.1859 | 2494.4187 | 25373.8914 | 343.3384
724086TYA.CSV | WILLOW GROVE NAS | 3480.8405 | 2403.5875 | 25311.9689 | 343.3384
724088TYA.CSV | DOVER AFB | 3569.2773 | 2506.7846 | 26267.9787 | 343.3384
724089TYA.CSV | WILMINGTON NEW CASTLE CNTY AP | 3584.893 | 2496.7665 | 26611.288 | 343.3384
724094TYA.CSV | CALDWELL/ESSEX CO. | 3484.4296 | 2262.2811 | 26245.5314 | 343.3384
724095TYA.CSV | TRENTON MERCER COUNTY AP | 3570.1678 | 2510.4004 | 26262.5344 | 343.3384
724096TYA.CSV | MCGUIRE AFB | 3556.3652 | 2461.6642 | 26314.2293 | 343.3384
724100TYA.CSV | LYNCHBURG REGIONAL ARPT | 4082.6945 | 2592.6957 | 24644.5542 | 559.8625
724105TYA.CSV | STAUNTON/SHENANDOAH | 4155.5679 | 2523.1896 | 26591.5788 | 559.8625
724106TYA.CSV | DANVILLE FAA AP | 3537.2591 | 2810.7953 | 23110.2445 | 559.8625
724107TYA.CSV | HILLSVILLE | 4138.0215 | 2319.9566 | 28317.9262 | 559.8625
724110TYA.CSV | ROANOKE REGIONAL AP | 4009.7424 | 2494.6289 | 24332.278 | 559.8625
724113TYA.CSV | VIRGINIA TECH ARPT | 4084.5158 | 2317.7427 | 27392.8336 | 559.8625
724115TYA.CSV | HOT SPRINGS/INGALLS | 3690.6029 | 2010.5237 | 30996.9053 | 356.4686
724116TYA.CSV | PULASKI | 4000.0815 | 2195.0309 | 27168.915 | 559.8625
724117TYA.CSV | WISE/LONESOME PINE | 4037.6243 | 2311.7571 | 26597.3846 | 559.8625
724120TYA.CSV | BECKLEY RALEIGH CO MEM AP | 4109.4426 | 2341.9215 | 27668.5173 | 559.8625
724125TYA.CSV | BLUEFIELD/MERCER CO [NREL] | 3946.367 | 2261.8234 | 25539.8552 | 559.8625
724127TYA.CSV | LEWISBURG/GREENBRIE | 4176.0556 | 2242.6724 | 29775.3853 | 559.8625
724140TYA.CSV | CHARLESTON YEAGER ARPT | 4125.5678 | 2563.9022 | 25724.4166 | 559.8625
724170TYA.CSV | ELKINS ELKINS-RANDOLPH CO ARP | 4153.627 | 2254.8995 | 29379.0164 | 559.8625
724175TYA.CSV | HARRISON MARION RGN | 4081.8738 | 2401.9068 | 26549.4684 | 559.8625
724176TYA.CSV | MORGANTOWN HART FIELD | 4027.3182 | 2356.9037 | 26046.7446 | 559.8625
724177TYA.CSV | MARTINSBURG EASTERN WV REG AP | 3970.3142 | 2408.5295 | 24486.413 | 559.8625
724210TYA.CSV | CINCINNATI NORTHERN KY AP | 4112.8816 | 2436.8675 | 26769.8 | 495.0545
724220TYA.CSV | LEXINGTON BLUEGRASS AP | 4024.0599 | 2638.8184 | 26273.7918 | 495.0545
724230TYA.CSV | LOUISVILLE STANDIFORD FIELD | 4013.6438 | 2714.0822 | 25413.5069 | 495.0545
724235TYA.CSV | LOUISVILLE BOWMAN FIELD | 3981.1858 | 2809.5777 | 23948.3732 | 495.0545
724236TYA.CSV | JACKSON JULIAN CARROLL AP | 3830.24 | 2543.3711 | 23631.8325 | 495.0545
724238TYA.CSV | HENDERSON CITY | 3823.2978 | 2281.1405 | 25765.7255 | 495.0545
724240TYA.CSV | FORT KNOX GODMAN AAF | 3960.5102 | 2555.778 | 25868.6132 | 495.0545
724243TYA.CSV | LONDON-CORBIN AP | 3904.5782 | 2556.5624 | 24833.7894 | 495.0545
724250TYA.CSV | HUNTINGTON TRI-STATE ARPT | 4112.8259 | 2550.8586 | 25620.532 | 559.8625
724273TYA.CSV | PARKERSBURG WOOD COUNTY AP | 4174.7067 | 2561.141 | 26620.491 | 559.8625
724275TYA.CSV | WHEELING OHIO COUNTY AP | 4126.4988 | 2297.0113 | 28413.4109 | 559.8625
724280TYA.CSV | COLUMBUS PORT COLUMBUS INTL A | 4096.327 | 2340.8759 | 27456.7984 | 559.8625
724286TYA.CSV | ZANESVILLE MUNICIPAL AP | 4031.394 | 2385.8685 | 25820.1113 | 559.8625
724288TYA.CSV | OHIO STATE UNIVERSI | 4176.7236 | 2543.7473 | 26837.6449 | 559.8625
724290TYA.CSV | DAYTON INTERNATIONAL AIRPORT | 4223.4327 | 2428.0315 | 28853.4244 | 559.8625
724297TYA.CSV | CINCINNATI MUNICIPAL AP LUNKI | 4119.3723 | 2533.8526 | 25907.2278 | 495.0545
724320TYA.CSV | EVANSVILLE REGIONAL AP | 4136.2559 | 2668.4873 | 24836.1404 | 559.8625
724335TYA.CSV | MOUNT VERNON (AWOS) | 4805.6462 | 2612.5695 | 25820.3357 | 799.6117
724336TYA.CSV | SOUTHERN ILLINOIS | 5007.4015 | 2922.0718 | 25092.3235 | 799.6117
724338TYA.CSV | BELLEVILLE SCOTT AFB | 4839.7466 | 2558.9603 | 27333.0038 | 799.6117
724339TYA.CSV | MARION REGIONAL | 4767.9654 | 2623.3829 | 24995.6207 | 799.6117
724340TYA.CSV | ST LOUIS LAMBERT INT'L ARPT | 4737.8225 | 2553.6386 | 25544.3506 | 799.6117
724345TYA.CSV | ST LOUIS SPIRIT OF ST LOUIS A | 4716.0794 | 2605.0682 | 24436.7064 | 799.6117
724350TYA.CSV | PADUCAH BARKLEY REGIONAL AP | 3902.8139 | 2777.4138 | 22837.1827 | 495.0545
724354TYA.CSV | SOMERSET(AWOS) | 3878.8158 | 2634.2557 | 23620.9673 | 495.0545
724365TYA.CSV | HUNTINGBURG | 4098.0532 | 2666.1557 | 24104.7078 | 559.8625
724373TYA.CSV | TERRE HAUTE HULMAN REGIONAL A | 4256.1728 | 2684.6978 | 26849.9663 | 559.8625
724375TYA.CSV | MONROE CO | 4274.4682 | 2663.946 | 27334.6578 | 799.6117
724380TYA.CSV | INDIANAPOLIS INTL AP | 4254.8643 | 2497.83 | 28730.3638 | 559.8625
724386TYA.CSV | LAFAYETTE PURDUE UNIV AP | 4268.3698 | 2515.0429 | 28772.6241 | 559.8625
724390TYA.CSV | SPRINGFIELD CAPITAL AP | 4852.3664 | 2541.5845 | 27831.4951 | 799.6117
724396TYA.CSV | QUINCY MUNI BALDWIN FLD | 4784.5625 | 2538.2907 | 26664.3252 | 799.6117
724397TYA.CSV | CENTRAL ILLINOIS RG | 4743.0192 | 2299.0458 | 29188.3409 | 799.6117
724400TYA.CSV | SPRINGFIELD REGIONAL ARPT | 4117.0197 | 2571.0193 | 25509.6566 | 558.707
724450TYA.CSV | COLUMBIA REGIONAL AIRPORT | 4815.7258 | 2541.2051 | 27158.6351 | 799.6117
724454TYA.CSV | FARMINGTON | 4709.4371 | 2532.0494 | 25245.8888 | 799.6117
724455TYA.CSV | KIRKSVILLE REGIONAL AP | 5065.0924 | 2620.0259 | 30546.4584 | 799.6117
724456TYA.CSV | VICHY ROLLA NATL ARPT | 4695.8599 | 2518.7616 | 25342.9279 | 799.6117
724457TYA.CSV | FT LNRD WD AAF | 4816.7616 | 2635.2594 | 25816.0335 | 799.6117
724458TYA.CSV | JEFFERSON CITY MEM | 4897.7025 | 2777.8821 | 25203.0317 | 799.6117
724459TYA.CSV | KAISER MEM (AWOS) | 4900.3561 | 2736.0057 | 25750.8536 | 799.6117
724460TYA.CSV | KANSAS CITY INT'L ARPT | 4274.8774 | 2598.4822 | 28107.3358 | 558.707
724463TYA.CSV | KANSAS CITY DOWNTOWN AP | 4278.8702 | 2922.4863 | 24895.629 | 558.707
724467TYA.CSV | WHITEMAN AFB | 4742.4068 | 2523.0158 | 26087.2844 | 799.6117
724468TYA.CSV | OLATHE/JOHNSON CO. | 4184.3197 | 2676.2134 | 25676.6564 | 558.707
724475TYA.CSV | OLATHE JOHNSON CO INDUSTRIAL | 4258.9029 | 2718.0585 | 26590.3951 | 558.707
724490TYA.CSV | ST JOSEPH ROSECRANS MEMORIAL | 4355.2557 | 2689.7186 | 28605.2372 | 558.707
724500TYA.CSV | WICHITA MID-CONTINENT AP | 4056.39 | 2540.7226 | 24746.6696 | 558.707
724504TYA.CSV | WICHITA/COL. JABARA | 4164.1589 | 2617.0328 | 25913.3741 | 558.707
724505TYA.CSV | MCCONNELL AFB | 4057.5805 | 2494.568 | 25214.2541 | 558.707
724506TYA.CSV | HUTCHINSON MUNICIPAL AP | 4149.5024 | 2616.6305 | 25648.8616 | 558.707
724507TYA.CSV | CHANUTE MARTIN JOHNSON AP | 4326.9758 | 2928.3428 | 25710.467 | 558.707
724509TYA.CSV | NEWTON (AWOS) | 4135.4434 | 2476.6636 | 26713.2786 | 558.707
724510TYA.CSV | DODGE CITY REGIONAL AP | 4088.5608 | 2347.9878 | 27277.6888 | 558.707
724515TYA.CSV | GARDEN CITY MUNICIPAL AP | 4165.5426 | 2366.3985 | 28454.8294 | 558.707
724516TYA.CSV | LIBERAL MUNI | 4111.8725 | 2448.8447 | 26587.9282 | 558.707
724517TYA.CSV | GREAT BEND (AWOS) | 4062.7975 | 2345.325 | 26752.7475 | 558.707
724518TYA.CSV | HAYS MUNI (AWOS) | 4005.8336 | 2267.064 | 26507.0903 | 558.707
724550TYA.CSV | FORT RILEY MARSHALL AAF | 4149.1019 | 2643.6473 | 25361.7248 | 558.707
724555TYA.CSV | MANHATTAN RGNL | 4319.9053 | 2774.6983 | 27112.4933 | 558.707
724556TYA.CSV | EMPORIA MUNICIPAL AP | 4397.1532 | 2711.2689 | 29165.3786 | 558.707
724560TYA.CSV | TOPEKA MUNICIPAL AP | 4223.9067 | 2641.8854 | 26757.1586 | 558.707
724565TYA.CSV | TOPEKA FORBES FIELD | 4303.4503 | 2778.3958 | 26789.3342 | 558.707
724580TYA.CSV | CONCORDIA BLOSSER MUNI AP | 4138.2849 | 2511.4485 | 26520.2493 | 558.707
724585TYA.CSV | RUSSELL MUNICIPAL AP | 4106.9551 | 2411.6313 | 26976.0868 | 558.707
724586TYA.CSV | SALINA MUNICIPAL AP | 4151.5776 | 2608.3218 | 25778.5356 | 558.707
724620TYA.CSV | ALAMOSA SAN LUIS VALLEY RGNL | 4717.645 | 1866.2353 | 41762.3267 | 610.8264
724625TYA.CSV | DURANGO/LA PLATA CO | 4437.1145 | 1922.6516 | 35977.5803 | 610.8264
724635TYA.CSV | LA JUNTA MUNICIPAL AP | 4157.5166 | 2149.6929 | 28415.0778 | 610.8264
724636TYA.CSV | LAMAR MUNICIPAL | 4258.5847 | 2219.8615 | 29464.8789 | 610.8264
724640TYA.CSV | PUEBLO MEMORIAL AP | 4172.6656 | 2124.3785 | 29005.1842 | 610.8264
724645TYA.CSV | TRINIDAD LAS ANIMAS COUNTY AP | 4200.4086 | 2025.5802 | 30540.5263 | 610.8264
724650TYA.CSV | GOODLAND RENNER FIELD | 4113.2837 | 2114.3461 | 30096.5644 | 558.707
724655TYA.CSV | HILL CITY MUNICIPAL AP | 4192.5195 | 2333.5962 | 29295.3832 | 558.707
724660TYA.CSV | COLORADO SPRINGS MUNI AP | 4315.9703 | 1967.5307 | 33321.9293 | 610.8264
724665TYA.CSV | LIMON | 4344.4149 | 1981.0922 | 33676.4835 | 610.8264
724666TYA.CSV | DENVER/CENTENNIAL [GOLDEN - NREL] | 4239.2094 | 1945.4742 | 32158.2288 | 610.8264
724673TYA.CSV | LEADVILLE/LAKE CO. | 5087.8118 | 1784.7455 | 49257.1998 | 610.8264
724675TYA.CSV | EAGLE COUNTY AP | 4633.9816 | 1917.145 | 39584.6501 | 610.8264
724676TYA.CSV | ASPEN PITKIN CO SAR | 4727.0035 | 1858.3582 | 41927.9125 | 610.8264
724677TYA.CSV | GUNNISON CO. (AWOS) | 4914.9279 | 1838.1625 | 45455.4504 | 610.8264
724695TYA.CSV | AURORA BUCKLEY FIELD ANGB | 4334.0819 | 2052.2593 | 32667.4329 | 610.8264
724698TYA.CSV | AKRON WASHINGTON CO AP | 4260.5704 | 2051.2759 | 31362.3954 | 610.8264
724699TYA.CSV | BROOMFIELD/JEFFCO [BOULDER - SURFRAD] | 4220.2052 | 1978.5218 | 31490.9872 | 610.8264
724723TYA.CSV | BLANDING | 3692.7322 | 2130.9155 | 32248.1446 | 306.5525
724735TYA.CSV | HANKSVILLE | 3630.2581 | 2335.8714 | 29950.9191 | 306.5525
724754TYA.CSV | SAINT GEORGE (AWOS) | 3241.3586 | 2583.5558 | 21582.6049 | 306.5525
724755TYA.CSV | CEDAR CITY MUNICIPAL AP | 3680.4079 | 2050.4063 | 32503.6026 | 306.5525
724756TYA.CSV | BRYCE CNYN FAA AP | 4223.5944 | 1880.7782 | 43224.3032 | 306.5525
724760TYA.CSV | GRAND JUNCTION WALKER FIELD | 4220.4087 | 2123.561 | 29853.0232 | 610.8264
724765TYA.CSV | MONTROSE CO. ARPT | 4326.9225 | 2049.3996 | 32584.8714 | 610.8264
724767TYA.CSV | CORTEZ/MONTEZUMA CO | 4368.2827 | 2094.2815 | 32820.244 | 610.8264
724768TYA.CSV | GREELEY/WELD (AWOS) | 4369.4234 | 1962.2544 | 34195.8187 | 610.8264
724769TYA.CSV | FORT COLLINS (AWOS) | 4387.6931 | 1954.8345 | 34651.3327 | 610.8264
724776TYA.CSV | MOAB/CANYONLANDS [UO] | 3561.1396 | 2176.9689 | 29613.0222 | 306.5525
724795TYA.CSV | DELTA | 3648.8997 | 2053.3286 | 31890.2177 | 306.5525
724800TYA.CSV | BISHOP AIRPORT | 3365.3724 | 2326.9428 | 28227.9095 | 237.6161
724815TYA.CSV | MERCED/MACREADY FLD | 2650.851 | 2158.7328 | 16058.9038 | 237.6161
724830TYA.CSV | SACRAMENTO EXECUTIVE ARPT | 2691.1061 | 2107.4439 | 17010.2085 | 237.6161
724837TYA.CSV | BEALE AFB | 2727.5881 | 2208.8342 | 17232.1308 | 237.6161
724838TYA.CSV | YUBA CO | 2689.0396 | 2182.2865 | 16650.7137 | 237.6161
724839TYA.CSV | SACRAMENTO METROPOLITAN AP | 2703.9021 | 2159.1837 | 17021.4962 | 237.6161
724855TYA.CSV | TONOPAH AIRPORT | 3740.8628 | 2122.5496 | 33190.454 | 306.5525
724860TYA.CSV | ELY YELLAND FIELD | 3996.8732 | 1960.5263 | 38710.3699 | 306.5525
724880TYA.CSV | RENO TAHOE INTERNATIONAL AP | 3606.629 | 2086.9397 | 30970.0194 | 306.5525
724885TYA.CSV | FALLON NAAS | 3587.4723 | 2149.3748 | 30249.2518 | 306.5525
724915TYA.CSV | MONTEREY NAF | 2700.2018 | 1911.5658 | 18022.7352 | 237.6161
724917TYA.CSV | SALINAS MUNICIPAL AP | 2688.8415 | 1929.3395 | 17745.2901 | 237.6161
724920TYA.CSV | STOCKTON METROPOLITAN ARPT | 2653.229 | 2119.9374 | 16273.0216 | 237.6161
724926TYA.CSV | MODESTO CITY-COUNTY AP | 2590.1084 | 2088.0147 | 15269.2745 | 237.6161
724927TYA.CSV | LIVERMORE MUNICIPAL | 2716.057 | 1967.217 | 18064.7994 | 237.6161
724930TYA.CSV | OAKLAND METROPOLITAN ARPT | 2653.2707 | 1987.5618 | 16853.747 | 237.6161
724935TYA.CSV | HAYWARD AIR TERM | 2643.7535 | 2045.8185 | 16428.6295 | 237.6161
724936TYA.CSV | CONCORD CONCORD-BUCHANAN FIEL | 2606.855 | 1945.2584 | 16191.4243 | 237.6161
724940TYA.CSV | SAN FRANCISCO INTL AP | 2611.5062 | 1894.668 | 16497.8203 | 237.6161
724945TYA.CSV | SAN JOSE INTL AP | 2634.1792 | 1992.2386 | 16486.2112 | 237.6161
724955TYA.CSV | NAPA CO. AIRPORT | 2742.6705 | 1995.9626 | 18427.3376 | 237.6161
724957TYA.CSV | SANTA ROSA (AWOS) | 2718.3834 | 1989.3368 | 18019.6424 | 237.6161
725020TYA.CSV | NEWARK INTERNATIONAL ARPT | 3528.0605 | 2408.4383 | 26136.794 | 343.3384
725025TYA.CSV | TETERBORO AIRPORT | 3413.1991 | 2212.7729 | 25275.6639 | 343.3384
725029TYA.CSV | OXFORD (AWOS) | 3500.8287 | 2287.4776 | 30223.847 | 251.5809
725030TYA.CSV | NEW YORK LAGUARDIA ARPT | 3329.9783 | 2468.5777 | 24839.1952 | 285.0564
725033TYA.CSV | NEW YORK CENTRAL PRK OBS BELV | 3382.049 | 2438.6052 | 25932.8166 | 285.0564
725035TYA.CSV | ISLIP LONG ISL MACARTHUR AP | 4129.2919 | 2496.7217 | 26053.4938 | 568.9527
725036TYA.CSV | POUGHKEEPSIE DUTCHESS CO AP | 3106.4598 | 2336.4732 | 28564.2834 | 121.0728
725037TYA.CSV | WHITE PLAINS WESTCHESTER CO A | 3481.9104 | 2282.8753 | 28540.0362 | 285.0564
725038TYA.CSV | STEWART FIELD | 3126.2479 | 2237.1925 | 29132.276 | 121.0728
725040TYA.CSV | BRIDGEPORT SIKORSKY MEMORIAL | 3356.8582 | 2327.5638 | 27490.4375 | 251.5809
725045TYA.CSV | NEW HAVEN TWEED AIRPORT | 3340.1412 | 2323.9443 | 27188.3735 | 251.5809
725046TYA.CSV | GROTON NEW LONDON AP | 3340.458 | 2295.3483 | 27330.8763 | 251.5809
725054TYA.CSV | PAWTUCKET (AWOS) | 3468.6109 | 2166.8195 | 30196.5924 | 251.5809
725058TYA.CSV | BLOCK ISLAND STATE ARPT | 3293.8684 | 2275.9214 | 26548.1218 | 251.5809
725060TYA.CSV | OTIS ANGB | 3398.7691 | 2319.4843 | 28290.4942 | 251.5809
725063TYA.CSV | NANTUCKET MEMORIAL AP | 3229.8767 | 2241.2305 | 25582.8311 | 251.5809
725064TYA.CSV | PLYMOUTH MUNICIPAL | 3331.0309 | 2240.1063 | 27419.1708 | 251.5809
725065TYA.CSV | NEW BEDFORD RGNL | 3346.0555 | 2286.7972 | 27482.6393 | 251.5809
725066TYA.CSV | MARTHAS VINEYARD | 3301.1415 | 2279.4128 | 26693.8317 | 251.5809
725067TYA.CSV | BARNSTABLE MUNI BOA | 3301.1919 | 2253.5881 | 26825.3764 | 251.5809
725070TYA.CSV | PROVIDENCE T F GREEN STATE AR | 3398.1531 | 2281.3578 | 28444.1671 | 251.5809
725073TYA.CSV | PROVINCETOWN (AWOS) | 3310.597 | 2193.6459 | 27219.8002 | 251.5809
725075TYA.CSV | NORTH ADAMS | 3473.7183 | 2139.1199 | 30463.2271 | 251.5809
725080TYA.CSV | HARTFORD BRADLEY INTL AP | 3435.5461 | 2265.8031 | 29195.3213 | 251.5809
725086TYA.CSV | DANBURY MUNICIPAL | 3406.9189 | 2233.9701 | 28811.6215 | 251.5809
725087TYA.CSV | HARTFORD BRAINARD FD | 3305.5544 | 2221.8366 | 27033.8124 | 251.5809
725088TYA.CSV | BEVERLY MUNI | 3477.291 | 2164.3392 | 30387.9728 | 251.5809
725090TYA.CSV | BOSTON LOGAN INT'L ARPT | 3365.597 | 2216.3685 | 28159.7062 | 251.5809
725095TYA.CSV | WORCHESTER REGIONAL ARPT | 3576.5821 | 2103.9693 | 32483.8854 | 251.5809
725098TYA.CSV | NORWOOD MEMORIAL | 3459.6706 | 2342.0991 | 29265.3207 | 251.5809
725103TYA.CSV | READING SPAATZ FIELD | 3581.1195 | 2487.6296 | 26602.2178 | 343.3384
725115TYA.CSV | MIDDLETOWN HARRISBURG INTL AP | 3728.7584 | 2489.5552 | 29251.0385 | 343.3384
725116TYA.CSV | LANCASTER | 3506.2513 | 2387.5367 | 25866.8459 | 343.3384
725117TYA.CSV | WASHINGTON (AWOS) | 4094.0076 | 2242.7339 | 28297.224 | 559.8625
725118TYA.CSV | HARRISBURG CAPITAL CITY ARPT | 3620.2727 | 2428.0191 | 27675.5713 | 343.3384
725124TYA.CSV | BUTLER CO. (AWOS) | 3695.1933 | 2180.7512 | 30491.6659 | 343.3384
725125TYA.CSV | DUBOIS FAA AP | 3731.8781 | 2105.4225 | 31646.9253 | 343.3384
725126TYA.CSV | ALTOONA BLAIR CO ARPT | 3628.1284 | 2273.3699 | 28777.0617 | 343.3384
725127TYA.CSV | JOHNSTOWN CAMBRIA COUNTY AP | 3733.7792 | 2215.8162 | 31019.4294 | 343.3384
725128TYA.CSV | STATE COLLEGE [PENN STATE - SURFRAD] | 3654.6359 | 2163.5977 | 29879.0538 | 343.3384
725130TYA.CSV | WILKES-BARRE SCRANTON INTL AP | 3645.2448 | 2202.841 | 29521.4632 | 343.3384
725140TYA.CSV | WILLIAMSPORT REGIONAL AP | 3629.981 | 2335.0078 | 28430.6433 | 343.3384
725145TYA.CSV | MONTICELLO(AWOS) | 3272.7804 | 2107.0895 | 32040.4867 | 121.0728
725150TYA.CSV | BINGHAMTON EDWIN A LINK FIELD | 3247.5041 | 2089.4486 | 31650.8528 | 121.0728
725156TYA.CSV | ELMIRA CORNING REGIONAL AP | 3172.0209 | 2164.0577 | 30121.5699 | 121.0728
725165TYA.CSV | RUTLAND STATE | 3632.1268 | 2123.6462 | 33336.0059 | 251.5809
725170TYA.CSV | ALLENTOWN LEHIGH VALLEY INTL | 3590.217 | 2286.0251 | 28014.6061 | 343.3384
725180TYA.CSV | ALBANY COUNTY AP | 3208.3931 | 2177.4747 | 30753.6951 | 121.0728
725185TYA.CSV | GLENS FALLS AP | 3280.8726 | 2251.787 | 31901.7261 | 121.0728
725190TYA.CSV | SYRACUSE HANCOCK INT'L ARPT | 3174.0743 | 2206.8128 | 30066.9849 | 121.0728
725197TYA.CSV | UTICA ONEIDA COUNTY AP | 3242.9567 | 2198.2579 | 31327.4479 | 121.0728
725200TYA.CSV | PITTSBURGH INTERNATIONAL AP | 4117.8353 | 2254.2389 | 28732.0073 | 559.8625
725205TYA.CSV | PITTSBURGH ALLEGHENY CO AP | 4028.2587 | 2283.1796 | 26784.4421 | 559.8625
725210TYA.CSV | AKRON AKRON-CANTON REG AP | 4204.0688 | 2298.6096 | 29821.0638 | 559.8625
725235TYA.CSV | JAMESTOWN (AWOS) | 3271.8713 | 2035.5024 | 32182.5846 | 121.0728
725240TYA.CSV | CLEVELAND HOPKINS INTL AP | 4159.8835 | 2300.0594 | 29012.0874 | 559.8625
725245TYA.CSV | BURKE LAKEFRONT | 4181.6651 | 2352.4431 | 28861.3097 | 559.8625
725246TYA.CSV | MANSFIELD LAHM MUNICIPAL ARPT | 4265.4048 | 2328.918 | 30621.3951 | 559.8625
725250TYA.CSV | YOUNGSTOWN REGIONAL AIRPORT | 4226.4796 | 2265.4088 | 30578.2109 | 559.8625
725260TYA.CSV | ERIE INTERNATIONAL AP | 3658.9674 | 2204.725 | 29759.1143 | 343.3384
725266TYA.CSV | BRADFORD REGIONAL AP | 3872.9736 | 2031.1517 | 34721.1619 | 343.3384
725267TYA.CSV | FRANKLIN | 3668.3811 | 2034.3515 | 30927.6549 | 343.3384
725280TYA.CSV | BUFFALO NIAGARA INTL AP | 3148.1838 | 2095.7679 | 29843.5662 | 121.0728
725287TYA.CSV | NIAGARA FALLS AF | 3152.5631 | 2224.7748 | 29638.7078 | 121.0728
725290TYA.CSV | ROCHESTER GREATER ROCHESTER I | 3174.4314 | 2271.3136 | 29933.4556 | 121.0728
725300TYA.CSV | CHICAGO OHARE INTL AP | 4212.7022 | 2323.8027 | 29717.974 | 559.8625
725305TYA.CSV | W. CHICAGO/DU PAGE | 4157.3681 | 2319.7507 | 28737.7545 | 559.8625
725314TYA.CSV | CAHOKIA/ST. LOUIS | 4888.6829 | 2752.3283 | 25387.552 | 799.6117
725315TYA.CSV | UNIV OF ILLINOIS WI [BONDVILLE - SURFRAD] | 4896.5281 | 2570.433 | 28202.5977 | 799.6117
725316TYA.CSV | DECATUR | 4904.0976 | 2620.4986 | 27612.7542 | 799.6117
725320TYA.CSV | PEORIA GREATER PEORIA AP | 4804.4412 | 2377.5204 | 29342.8008 | 799.6117
725326TYA.CSV | STERLING ROCKFALLS | 4151.2827 | 2239.3008 | 29356.601 | 559.8625
725330TYA.CSV | FORT WAYNE INTL AP | 4219.9406 | 2302.2877 | 30089.087 | 559.8625
725335TYA.CSV | GRISSOM ARB | 4132.7433 | 2311.2542 | 28399.8707 | 559.8625
725336TYA.CSV | DELAWARE CO JOHNSON | 4164.6132 | 2438.5073 | 27661.2931 | 559.8625
725340TYA.CSV | CHICAGO MIDWAY AP | 4114.214 | 2349.0991 | 27672.3661 | 559.8625
725347TYA.CSV | CHICAGO/WAUKEGAN | 4294.4771 | 2311.1622 | 31309.4313 | 559.8625
725350TYA.CSV | SOUTH BEND MICHIANA RGNL AP | 4181.379 | 2383.2015 | 28563.1335 | 559.8625
725360TYA.CSV | TOLEDO EXPRESS AIRPORT | 4171.3994 | 2230.6805 | 29940.7497 | 559.8625
725366TYA.CSV | FINDLAY AIRPORT | 4023.2643 | 2222.5896 | 27322.5454 | 559.8625
725370TYA.CSV | DETROIT METROPOLITAN ARPT | 4406.7828 | 2288.2873 | 30622.7805 | 630.0372
725374TYA.CSV | ANN ARBOR MUNICIPAL | 4348.374 | 2280.2703 | 29622.7713 | 630.0372
725375TYA.CSV | DETROIT CITY AIRPORT | 4351.1003 | 2275.6408 | 29762.2084 | 630.0372
725376TYA.CSV | DETROIT WILLOW RUN AP | 4440.493 | 2355.973 | 30438.92 | 630.0372
725377TYA.CSV | MOUNT CLEMENS SELFRIDGE FLD | 4185.5654 | 2156.6566 | 28112.8904 | 630.0372
725378TYA.CSV | HOWELL | 4412.2538 | 2363.9524 | 29734.6412 | 630.0372
725384TYA.CSV | ST.CLAIR COUNTY INT | 4409.1869 | 2334.452 | 30002.2838 | 630.0372
725390TYA.CSV | LANSING CAPITAL CITY ARPT | 4415.4712 | 2246.9209 | 31246.7873 | 630.0372
725395TYA.CSV | JACKSON REYNOLDS FIELD | 4404.0466 | 2348.5012 | 29878.0604 | 630.0372
725396TYA.CSV | BATTLE CREEK KELLOGG AP | 4295.9406 | 2230.4276 | 29233.9859 | 630.0372
725430TYA.CSV | ROCKFORD GREATER ROCKFORD AP | 4304.8594 | 2272.9758 | 31907.3732 | 559.8625
725440TYA.CSV | MOLINE QUAD CITY INTL AP | 4390.3543 | 2407.2294 | 30500.3375 | 595.71
725450TYA.CSV | CEDAR RAPIDS MUNICIPAL AP | 4440.9928 | 2414.4417 | 31329.435 | 595.71
725453TYA.CSV | ATLANTIC | 4538.427 | 2544.443 | 31578.3501 | 595.71
725454TYA.CSV | WASHINGTON | 4970.7982 | 2537.965 | 29886.1273 | 799.6117
725455TYA.CSV | BURLINGTON MUNICIPAL AP | 5004.2066 | 2682.3451 | 28544.9075 | 595.71
725456TYA.CSV | KEOKUK MUNI | 4352.6002 | 2563.1628 | 28018.2921 | 595.71
725457TYA.CSV | ALGONA | 4428.615 | 2292.3182 | 32315.3031 | 595.71
725460TYA.CSV | DES MOINES INTL AP | 4453.3247 | 2458.0422 | 31082.7857 | 595.71
725463TYA.CSV | CHARLES CITY | 4453.1949 | 2456.8422 | 30979.7726 | 595.71
725464TYA.CSV | NEWTON MUNI | 4343.1871 | 2425.6085 | 29328.4964 | 595.71
725465TYA.CSV | OTTUMWA INDUSTRIAL AP | 4909.8822 | 2417.9906 | 30663.7343 | 595.71
725467TYA.CSV | SHENANDOAH MUNI | 4557.4535 | 2678.6984 | 30458.0397 | 799.6117
725468TYA.CSV | CARROLL | 4494.0502 | 2445.2361 | 31828.9414 | 595.71
725469TYA.CSV | CHARITON | 5060.5547 | 2659.2763 | 29747.5595 | 799.6117
725470TYA.CSV | DUBUQUE REGIONAL AP | 4459.1511 | 2255.3704 | 33406.0541 | 595.71
725473TYA.CSV | CLINTON MUNI (AWOS) | 4503.3631 | 2455.6997 | 31867.3098 | 595.71
725474TYA.CSV | CRESTON | 4477.6891 | 2583.5015 | 30069.3366 | 595.71
725475TYA.CSV | MONTICELLO MUNI | 4438.1487 | 2402.7892 | 31260.3166 | 595.71
725476TYA.CSV | DECORAH | 4373.2615 | 2441.9371 | 29699.7509 | 595.71
725477TYA.CSV | DENISON | 4484.7847 | 2504.2739 | 31037.6316 | 595.71
725478TYA.CSV | WEBSTER CITY | 4437.0323 | 2496.2975 | 30244.1791 | 595.71
725479TYA.CSV | CLARINDA | 4605.5355 | 2814.9246 | 29861.5681 | 799.6117
725480TYA.CSV | WATERLOO MUNICIPAL AP | 4448.2571 | 2308.2507 | 32627.4636 | 595.71
725483TYA.CSV | FORT MADISON | 4872.6931 | 2599.0027 | 27239.8932 | 799.6117
725484TYA.CSV | LE MARS | 4454.3103 | 2574.9962 | 29736.8463 | 595.71
725485TYA.CSV | MASON CITY MUNICIPAL ARPT | 4539.1417 | 2300.5122 | 34350.505 | 595.71
725486TYA.CSV | BOONE MUNI | 4427.9487 | 2422.948 | 30867.5548 | 595.71
725487TYA.CSV | MUSCATINE | 4450.814 | 2527.2605 | 30181.6542 | 595.71
725488TYA.CSV | OELWEN | 4325.011 | 2334.6402 | 29973.1157 | 595.71
725489TYA.CSV | ORANGE CITY | 4494.21 | 2442.2328 | 31872.6506 | 595.71
725490TYA.CSV | FORT DODGE (AWOS) | 4466.8749 | 2338.3992 | 32463.4003 | 595.71
725493TYA.CSV | KNOXVILLE | 5029.0565 | 2635.7449 | 29497.2761 | 799.6117
725494TYA.CSV | RED OAK | 4441.7677 | 2551.2246 | 29746.1046 | 595.71
725495TYA.CSV | SHELDON | 4520.4139 | 2501.4464 | 31706.0571 | 595.71
725496TYA.CSV | STORM LAKE | 4459.5832 | 2321.3776 | 32552.8121 | 595.71
725497TYA.CSV | COUNCIL BLUFFS | 4439.14 | 2576.6844 | 29440.7813 | 595.71
725500TYA.CSV | OMAHA EPPLEY AIRFIELD | 4472.776 | 2628.1705 | 29599.3508 | 595.71
725510TYA.CSV | LINCOLN MUNICIPAL ARPT | 4375.832 | 2509.8472 | 29119.9193 | 595.71
725515TYA.CSV | BEATRICE MUNICIPAL | 4277.9457 | 2404.3874 | 28381.6544 | 595.71
725520TYA.CSV | GRAND ISLAND CENTRAL NE REGIO | 4387.0897 | 2299.6155 | 31599.3268 | 595.71
725524TYA.CSV | ORD/SHARP FIELD | 4324.7274 | 2266.2012 | 30718.3663 | 595.71
725525TYA.CSV | HASTINGS MUNICIPAL | 4331.0565 | 2357.5693 | 29903.5036 | 595.71
725526TYA.CSV | KEARNEY MUNI (AWOS) | 4396.0702 | 2316.0184 | 31472.7589 | 595.71
725527TYA.CSV | TEKAMAH (ASOS) | 4479.8111 | 2505.7846 | 31036.3385 | 595.71
725530TYA.CSV | OMAHA WSFO | 4420.7826 | 2457.0169 | 30474.433 | 595.71
725533TYA.CSV | FALLS CITY/BRENNER | 4333.5958 | 2464.1695 | 28755.1714 | 595.71
725540TYA.CSV | BELLEVUE OFFUTT AFB | 4392.6971 | 2472.5327 | 29833.9529 | 595.71
725555TYA.CSV | BROKEN BOW MUNI | 4439.0591 | 2287.4748 | 32592.6976 | 595.71
725556TYA.CSV | AINSWORTH MUNICIPAL | 4226.1566 | 2139.8836 | 30269.0227 | 595.71
725560TYA.CSV | NORFOLK KARL STEFAN MEM ARPT | 4388.4764 | 2257.3467 | 32077.5646 | 595.71
725564TYA.CSV | FREMONT MUNI ARPT | 4430.6804 | 2323.1152 | 31989.4307 | 595.71
725565TYA.CSV | COLUMBUS MUNI | 4438.4985 | 2377.5864 | 31554.628 | 595.71
725566TYA.CSV | O`NEILL/BAKER FIELD | 4468.5532 | 2186.598 | 34125.1041 | 595.71
725570TYA.CSV | SIOUX CITY SIOUX GATEWAY AP | 4417.0647 | 2351.0502 | 31593.8759 | 595.71
725610TYA.CSV | SIDNEY MUNICIPAL AP | 4313.5031 | 1983.1658 | 33098.8856 | 595.71
725620TYA.CSV | NORTH PLATTE REGIONAL AP | 4329.9682 | 2167.9524 | 31976.7668 | 595.71
725625TYA.CSV | MCCOOK MUNICIPAL | 4289.5836 | 2321.8807 | 29536.5438 | 595.71
725626TYA.CSV | IMPERIAL FAA AP | 4233.6578 | 2161.9454 | 30223.1171 | 595.71
725628TYA.CSV | BREWSTER FIELD ARPT | 4357.9413 | 2280.2015 | 31155.5618 | 595.71
725635TYA.CSV | ALLIANCE MUNICIPAL | 4316.296 | 2042.6069 | 33023.8931 | 610.8264
725636TYA.CSV | CHADRON MUNICIPAL AP | 4305.7814 | 2066.2723 | 31946.4588 | 610.8264
725640TYA.CSV | CHEYENNE MUNICIPAL ARPT | 4466.3419 | 1886.8496 | 36953.3382 | 610.8264
725645TYA.CSV | LARAMIE GENERAL BREES FIELD | 3979.1639 | 1878.4499 | 38829.1421 | 610.8264
725650TYA.CSV | DENVER INTL AP | 4259.8634 | 2053.296 | 31363.6126 | 610.8264
725660TYA.CSV | SCOTTSBLUFF W B HEILIG FIELD | 4265.484 | 2024.9953 | 32358.9195 | 610.8264
725670TYA.CSV | VALENTINE MILLER FIELD | 4254.4977 | 2114.3086 | 31203.5072 | 595.71
725690TYA.CSV | CASPER NATRONA CO INTL AP | 4489.4438 | 1963.6479 | 36504.1055 | 306.5525
725700TYA.CSV | CRAIG-MOFFAT | 4664.2731 | 1907.8317 | 40259.9541 | 610.8264
725705TYA.CSV | VERNAL | 3744.7811 | 2008.5479 | 33876.02 | 306.5525
725715TYA.CSV | HAYDEN/YAMPA (AWOS) | 4643.392 | 1888.5863 | 40097.1721 | 610.8264
725717TYA.CSV | RIFLE/GARFIELD RGNL | 4362.4283 | 2073.7281 | 32907.2862 | 610.8264
725720TYA.CSV | SALT LAKE CITY INT'L ARPT [ISIS] | 3399.4689 | 2031.5285 | 27522.2045 | 306.5525
725724TYA.CSV | PROVO MUNI (AWOS) | 3517.3739 | 2006.2486 | 29737.6701 | 306.5525
725744TYA.CSV | ROCK SPRINGS ARPT [GREEN RIVER - UO] | 4028.0912 | 1903.1117 | 39586.6742 | 306.5525
725745TYA.CSV | RAWLINS MUNICIPAL AP | 3929.0872 | 1912.565 | 37734.6183 | 610.8264
725750TYA.CSV | OGDEN HINKLEY AIRPORT | 3545.609 | 2041.5315 | 30093.0091 | 306.5525
725755TYA.CSV | OGDEN HILL AFB | 3651.0073 | 2070.9533 | 31832.315 | 306.5525
725760TYA.CSV | LANDER HUNT FIELD | 4549.4965 | 1948.2509 | 37771.1855 | 610.8264
725765TYA.CSV | RIVERTON MUNICIPL AP | 4529.3413 | 2010.0978 | 36690.1147 | 610.8264
725775TYA.CSV | EVANSTON/BURNS FLD | 4065.0261 | 1874.3517 | 40413.2328 | 306.5525
725776TYA.CSV | JACKSON HOLE | 4794.1816 | 1846.4059 | 43283.5663 | 306.5525
725780TYA.CSV | POCATELLO REGIONAL AP | 3742.816 | 1969.6062 | 34068.3233 | 306.5525
725785TYA.CSV | IDAHO FALLS FANNING FIELD | 3831.0342 | 1914.7441 | 35967.1055 | 306.5525
725786TYA.CSV | MALAD CITY | 3681.6848 | 2025.8174 | 32604.9192 | 306.5525
725805TYA.CSV | LOVELOCK DERBY FIELD | 3571.1458 | 2088.7678 | 30296.1532 | 306.5525
725810TYA.CSV | WENDOVER USAF AUXILIARY FIELD | 3676.5356 | 2121.2159 | 31985.5222 | 306.5525
725825TYA.CSV | ELKO MUNICIPAL ARPT | 3889.6083 | 2035.8174 | 36353.842 | 306.5525
725830TYA.CSV | WINNEMUCCA MUNICIPAL ARPT | 3718.1955 | 2070.908 | 33066.9461 | 306.5525
725845TYA.CSV | BLUE CANYON AP | 3319.2196 | 1889.9341 | 29278.1818 | 237.6161
725846TYA.CSV | TRUCKEE-TAHOE | 3817.5656 | 1911.7523 | 38123.0382 | 306.5525
725847TYA.CSV | SOUTH LAKE TAHOE | 3828.3475 | 1850.0322 | 38626.5294 | 306.5525
725865TYA.CSV | HAILEY/FRIEDMAN MEM | 3904.7221 | 2039.2743 | 36599.3097 | 306.5525
725866TYA.CSV | JOSLIN FLD MAGIC VA [TWIN FALLS - UO] | 3576.4917 | 1950.0953 | 31161.6178 | 306.5525
725867TYA.CSV | BURLEY MUNICIPAL ARPT | 3567.9616 | 1941.9009 | 31056.9879 | 306.5525
725868TYA.CSV | SODA SPRINGS/TIGERT | 3953.8019 | 1917.9213 | 38104.7331 | 306.5525
725895TYA.CSV | KLAMATH FALLS INTL AP [UO] | 3606.5616 | 1895.1957 | 32010.8353 | 306.5525
725905TYA.CSV | UKIAH MUNICIPAL AP | 2775.272 | 2001.1729 | 18988.0728 | 237.6161
725910TYA.CSV | RED BLUFF MUNICIPAL ARPT | 2774.3955 | 2271.8852 | 17804.1284 | 237.6161
725920TYA.CSV | REDDING MUNICIPAL ARPT | 2725.5713 | 2216.5322 | 17161.1659 | 237.6161
725945TYA.CSV | ARCATA AIRPORT | 2874.5463 | 1852.0675 | 21425.0107 | 237.6161
725946TYA.CSV | CRESCENT CITY FAA AI | 3005.8239 | 1861.9008 | 21371.0238 | 306.5525
725955TYA.CSV | MONTAGUE SISKIYOU COUNTY AP | 3353.2793 | 1956.3297 | 27099.8082 | 306.5525
725958TYA.CSV | ALTURAS | 3656.6782 | 1988.57 | 32390.3967 | 306.5525
725970TYA.CSV | MEDFORD ROGUE VALLEY INTL AP [ASHLAND - UO] | 3126.4502 | 1925.6039 | 23194.2841 | 306.5525
725975TYA.CSV | SEXTON SUMMIT | 3375.3059 | 1846.1545 | 28110.2249 | 306.5525
725976TYA.CSV | LAKEVIEW (AWOS) | 3789.4494 | 1932.5689 | 35047.5397 | 306.5525
726050TYA.CSV | CONCORD MUNICIPAL ARPT | 3594.1679 | 2129.2487 | 32684.3948 | 251.5809
726055TYA.CSV | PEASE INTL TRADEPOR | 3482.199 | 2154.283 | 30540.418 | 251.5809
726060TYA.CSV | PORTLAND INTL JETPORT | 3603.9419 | 2099.4938 | 32994.344 | 251.5809
726064TYA.CSV | SANFORD MUNI (AWOS) | 3582.3143 | 1952.1064 | 33209.6496 | 251.5809
726073TYA.CSV | WATERVILLE (AWOS) | 3702.249 | 2058.5142 | 34892.1296 | 251.5809
726077TYA.CSV | BAR HARBOR (AWOS) | 3592.195 | 1919.1263 | 33541.3823 | 251.5809
726079TYA.CSV | ROCKLAND/KNOX(AWOS) | 3521.518 | 1971.0365 | 32033.2417 | 251.5809
726083TYA.CSV | NORTHERN AROOSTOOK | 3927.266 | 1967.4948 | 39443.0896 | 251.5809
726088TYA.CSV | BANGOR INTERNATIONAL AP | 3605.8497 | 2058.1596 | 33207.5962 | 251.5809
726115TYA.CSV | SPRINGFIELD/HARTNES | 3544.1092 | 2106.273 | 31881.8852 | 251.5809
726116TYA.CSV | LEBANON MUNICIPAL | 3620.5255 | 2139.3148 | 33108.0397 | 251.5809
726130TYA.CSV | MOUNT WASHINGTON | 4500.7944 | 1786.2087 | 50624.7568 | 251.5809
726145TYA.CSV | MONTPELIER AP | 3611.1342 | 2058.934 | 33304.522 | 251.5809
726155TYA.CSV | LACONIA MUNI (AWOS) | 3548.3233 | 2050.2652 | 32154.009 | 251.5809
726160TYA.CSV | BERLIN MUNICIPAL | 3787.6756 | 2020.6217 | 36668.2616 | 251.5809
726165TYA.CSV | DILLANT HOPKINS | 3569.1284 | 2098.8646 | 32312.4106 | 251.5809
726170TYA.CSV | BURLINGTON INTERNATIONAL AP | 3578.4208 | 2095.2015 | 32556.3038 | 251.5809
726184TYA.CSV | AUBURN-LEWISTON | 3607.2118 | 2017.2239 | 33358.8125 | 251.5809
726185TYA.CSV | AUGUSTA AIRPORT | 3614.7265 | 2145.1485 | 32990.5233 | 251.5809
726196TYA.CSV | MILLINOCKET MUNICIPAL AP | 3630.4401 | 2041.2106 | 33726.8641 | 251.5809
726223TYA.CSV | MASSENA AP | 3376.7531 | 2133.0067 | 33891.5073 | 121.0728
726227TYA.CSV | WATERTOWN AP | 3277.6385 | 2160.9456 | 32038.2139 | 121.0728
726228TYA.CSV | ADIRONDACK RGNL | 3526.4896 | 2007.9404 | 36850.784 | 121.0728
726350TYA.CSV | GRAND RAPIDS KENT COUNTY INT' | 4373.3458 | 2198.9949 | 31042.9925 | 630.0372
726355TYA.CSV | BENTON HARBOR/ROSS | 4416.2115 | 2374.0196 | 29804.8573 | 559.8625
726357TYA.CSV | KALAMAZOO BATTLE CR | 4298.7626 | 2247.7817 | 29126.3287 | 630.0372
726360TYA.CSV | MUSKEGON COUNTY ARPT | 4405.7425 | 2212.9038 | 31458.7665 | 630.0372
726370TYA.CSV | FLINT BISHOP INTL ARPT | 4382.1149 | 2185.6704 | 31364.6043 | 630.0372
726375TYA.CSV | OAKLAND CO INTL | 4310.0055 | 2287.664 | 28880.7764 | 630.0372
726379TYA.CSV | SAGINAW TRI CITY INTL AP | 4399.4049 | 2192.6689 | 31594.8601 | 630.0372
726380TYA.CSV | HOUGHTON LAKE ROSCOMMON CO AR | 4499.6631 | 2098.8047 | 34460.8425 | 630.0372
726384TYA.CSV | CADILLAC WEXFORD CO AP | 4444.7673 | 2076.6076 | 33557.3209 | 630.0372
726385TYA.CSV | MANISTEE (AWOS) | 4467.2923 | 2226.5869 | 32286.7475 | 630.0372
726387TYA.CSV | TRAVERSE CITY CHERRY CAPITAL | 4404.496 | 2061.8559 | 33167.1487 | 630.0372
726390TYA.CSV | ALPENA COUNTY REGIONAL AP | 4468.2887 | 2042.6581 | 34551.7302 | 630.0372
726395TYA.CSV | OSCODA WURTSMITH AFB | 4362.3449 | 2121.4463 | 31573.2461 | 630.0372
726400TYA.CSV | MILWAUKEE MITCHELL INTL AP | 4288.2273 | 2213.6204 | 32210.13 | 559.8625
726404TYA.CSV | MINOCQUA/WOODRUFF | 4977.473 | 2067.5748 | 36601.3704 | 805.7486
726410TYA.CSV | MADISON DANE CO REGIONAL ARPT [ISIS] | 5001.7584 | 2312.9016 | 33600.1829 | 805.7486
726415TYA.CSV | JANESVILLE/ROCK CO. | 4650.4489 | 2084.7278 | 30368.4512 | 805.7486
726416TYA.CSV | LONE ROCK FAA AP | 4773.8542 | 2251.0261 | 30285.6139 | 805.7486
726430TYA.CSV | LA CROSSE MUNICIPAL ARPT | 4491.2518 | 2306.6879 | 33428.9816 | 595.71
726435TYA.CSV | EAU CLAIRE COUNTY AP | 4540.1264 | 2173.7617 | 35736.6709 | 595.71
726440TYA.CSV | ROCHESTER INTERNATIONAL ARPT | 4510.0921 | 2163.0545 | 35317.8997 | 595.71
726450TYA.CSV | GREEN BAY AUSTIN STRAUBEL INT | 4943.8516 | 2223.651 | 33841.0733 | 559.8625
726455TYA.CSV | MANITOWAC MUNI AWOS | 4736.2126 | 2109.7763 | 31553.8263 | 805.7486
726456TYA.CSV | WITTMAN RGNL | 4909.2643 | 2159.295 | 34180.9326 | 805.7486
726457TYA.CSV | APPLETON/OUTAGAMIE | 4251.1235 | 2200.8899 | 31527.5195 | 559.8625
726458TYA.CSV | STURGEON BAY | 4743.4826 | 2060.2786 | 32414.0314 | 805.7486
726463TYA.CSV | WAUSAU MUNICIPAL ARPT | 4938.0125 | 2174.3583 | 34453.213 | 805.7486
726464TYA.CSV | WATERTOWN | 4338.2146 | 2425.33 | 30895.3752 | 559.8625
726465TYA.CSV | MOSINEE/CENTRAL WI | 5004.0492 | 2086.0513 | 36720.4474 | 805.7486
726467TYA.CSV | RICE LAKE MUNICIPAL | 4647.0736 | 2247.0478 | 36720.1465 | 595.71
726468TYA.CSV | PHILLIPS/PRICE CO. | 4514.5909 | 2102.8023 | 35873.7584 | 595.71
726480TYA.CSV | ESCANABA (AWOS) | 4885.706 | 1980.9818 | 36102.8562 | 595.71
726487TYA.CSV | MENOMINEE (AWOS) | 4776.3382 | 2026.1902 | 33498.3291 | 805.7486
726498TYA.CSV | FAIR FIELD | 4442.1067 | 2589.1894 | 29343.5016 | 799.6117
726499TYA.CSV | ESTHERVILLE MUNI | 4612.1727 | 2259.9522 | 36115.6414 | 595.71
726500TYA.CSV | SPENCER | 4533.8773 | 2241.3923 | 34885.8169 | 595.71
726510TYA.CSV | SIOUX FALLS FOSS FIELD | 4470.5689 | 2232.0265 | 33843.3586 | 595.71
726515TYA.CSV | BROOKINGS (AWOS) | 4426.2928 | 2090.3452 | 34480.9692 | 595.71
726525TYA.CSV | CHAN GURNEY MUNI | 4447.7545 | 2289.3188 | 32646.918 | 595.71
726540TYA.CSV | HURON REGIONAL ARPT | 4487.712 | 2147.3697 | 35059.3683 | 595.71
726544TYA.CSV | ORR | 4754.0714 | 1984.2147 | 41426.2516 | 595.71
726545TYA.CSV | MITCHELL (AWOS) | 4579.4407 | 2332.0457 | 34651.4866 | 595.71
726546TYA.CSV | WATERTOWN MUNICIPAL AP | 4558.9355 | 2123.2132 | 36605.5096 | 595.71
726547TYA.CSV | GLENWOOD (ASOS) | 4537.614 | 2189.4169 | 35328.629 | 595.71
726550TYA.CSV | ST CLOUD REGIONAL ARPT | 4574.7133 | 2108.5885 | 37085.4788 | 595.71
726555TYA.CSV | BRAINERD/WIELAND | 4502.7737 | 2072.4652 | 36146.3486 | 595.71
726556TYA.CSV | REDWOOD FALLS MUNI | 4507.0298 | 2247.4627 | 34339.0267 | 595.71
726557TYA.CSV | ALEXANDRIA MUNICIPAL AP | 4616.358 | 2186.5671 | 36967.8452 | 595.71
726558TYA.CSV | CLOQUET (AWOS) | 4664.603 | 2139.7653 | 38175.7015 | 595.71
726559TYA.CSV | MARSHALL/RYAN(AWOS) | 4477.5188 | 2209.0151 | 34032.9006 | 595.71
726560TYA.CSV | FERGUS FALLS(AWOS) | 4482.4856 | 2206.8377 | 34273.6328 | 595.71
726563TYA.CSV | FARIBAULT MUNI AWOS | 4466.9268 | 2269.9649 | 33236.7736 | 595.71
726564TYA.CSV | RED WING | 4534.4572 | 2316.1993 | 33939.398 | 595.71
726565TYA.CSV | MORRIS MUNI (AWOS) | 4614.8069 | 2179.6961 | 36834.0707 | 595.71
726566TYA.CSV | PIPESTONE (AWOS) | 4687.6619 | 2301.0256 | 36887.5259 | 595.71
726567TYA.CSV | NEW ULM MUNI (AWOS) | 4502.8932 | 2293.9583 | 33609.3755 | 595.71
726568TYA.CSV | OWATONNA (AWOS) | 4483.2078 | 2263.7688 | 33546.5587 | 595.71
726569TYA.CSV | HUTCHINSON (AWOS) | 4617.2246 | 2301.0282 | 35591.8172 | 595.71
726574TYA.CSV | MARSHFIELD MUNI | 4810.4083 | 2123.8765 | 32784.6878 | 805.7486
726575TYA.CSV | MINNEAPOLIS/CRYSTAL | 4526.6654 | 2158.3361 | 35652.0039 | 595.71
726576TYA.CSV | WILLMAR | 4479.0808 | 2256.3559 | 33559.3719 | 595.71
726578TYA.CSV | LITTLE FALLS (AWOS) | 4626.2469 | 2116.3527 | 37722.4453 | 595.71
726579TYA.CSV | FLYING CLOUD | 4549.6181 | 2304.8499 | 34424.4988 | 595.71
726580TYA.CSV | MINNEAPOLIS-ST PAUL INT'L ARP | 4455.2895 | 2198.6656 | 33929.6102 | 595.71
726583TYA.CSV | LITCHFIELD MUNI | 4370.9242 | 2117.8529 | 33150.9118 | 595.71
726584TYA.CSV | ST PAUL DOWNTOWN AP | 4494.6204 | 2222.8355 | 34368.706 | 595.71
726585TYA.CSV | MANKATO(AWOS) | 4490.7295 | 2237.4375 | 33997.4675 | 595.71
726586TYA.CSV | FAIRMONT MUNI(AWOS) | 4484.5432 | 2233.7421 | 33914.8922 | 595.71
726587TYA.CSV | WORTHINGTON (AWOS) | 4503.9773 | 2194.3688 | 34686.2429 | 595.71
726588TYA.CSV | WINONA MUNI (AWOS) | 4469.9072 | 2245.0488 | 33539.3977 | 595.71
726589TYA.CSV | ALBERT LEA (AWOS) | 4493.3318 | 2389.5476 | 32402.375 | 595.71
726590TYA.CSV | ABERDEEN REGIONAL ARPT | 4498.6712 | 2215.9476 | 34505.5295 | 595.71
726603TYA.CSV | SOUTH ST PAUL MUNI | 4585.0269 | 2338.6772 | 34698.0592 | 595.71
726620TYA.CSV | RAPID CITY REGIONAL ARPT | 4351.7881 | 1998.0201 | 33643.743 | 610.8264
726625TYA.CSV | ELLSWORTH AFB | 4418.6891 | 2025.1127 | 34545.0074 | 610.8264
726626TYA.CSV | ANTIGO\LANG(AWOS) | 5179.7398 | 2307.559 | 36649.0385 | 805.7486
726650TYA.CSV | GILLETTE/GILLETTE-C | 4310.3589 | 2006.736 | 32775.3802 | 610.8264
726660TYA.CSV | SHERIDAN COUNTY ARPT | 3719.5372 | 1934.9095 | 33846.5099 | 610.8264
726665TYA.CSV | WORLAND MUNICIPAL | 4408.7229 | 1971.6164 | 34931.0857 | 610.8264
726676TYA.CSV | GLENDIVE(AWOS) | 3880.3248 | 1928.4007 | 36707.2871 | 306.5525
726685TYA.CSV | MOBRIDGE | 4568.2598 | 2179.8317 | 36156.3306 | 595.71
726686TYA.CSV | PIERRE MUNICIPAL AP | 4335.1629 | 2128.5566 | 32488.1307 | 595.71
726700TYA.CSV | CODY MUNI (AWOS) | 3848.6804 | 1920.2401 | 36191.9495 | 306.5525
726770TYA.CSV | BILLINGS LOGAN INT'L ARPT | 3667.7711 | 1929.9349 | 32939.7585 | 306.5525
726776TYA.CSV | LEWISTOWN MUNICIPAL ARPT | 3809.8012 | 1844.8573 | 35976.1576 | 306.5525
726785TYA.CSV | BUTTE BERT MOONEY ARPT | 4094.2497 | 1870.3005 | 40968.5687 | 306.5525
726797TYA.CSV | BOZEMAN GALLATIN FIELD | 3905.2042 | 1929.5981 | 37224.7428 | 306.5525
726798TYA.CSV | LIVINGSTON MISSION FIELD | 3772.4368 | 1937.4429 | 34776.2945 | 306.5525
726810TYA.CSV | BOISE AIR TERMINAL [UO] | 3433.1705 | 2002.085 | 28303.809 | 306.5525
726813TYA.CSV | CALDWELL (AWOS) | 3471.6497 | 1943.159 | 29268.7232 | 306.5525
726815TYA.CSV | MOUNTAIN HOME AFB | 3641.214 | 2112.1611 | 31438.8196 | 306.5525
726830TYA.CSV | BURNS MUNICIPAL ARPT [UO] | 3771.2075 | 1914.3861 | 34886.2981 | 306.5525
726835TYA.CSV | REDMOND ROBERTS FIELD | 3607.8893 | 1895.6985 | 32039.9132 | 306.5525
726865TYA.CSV | SALMON/LEMHI (AWOS) | 3804.4873 | 1909.2725 | 35453.3478 | 306.5525
726880TYA.CSV | PENDLETON E OR REGIONAL AP | 3272.6287 | 1907.8792 | 25918.9966 | 306.5525
726884TYA.CSV | LA GRANDE MUNI AP | 3481.3354 | 1893.1001 | 29719.7738 | 306.5525
726886TYA.CSV | BAKER MUNICIPAL AP | 3675.6772 | 1890.0036 | 33279.034 | 306.5525
726904TYA.CSV | ROSEBURG REGIONAL AP | 2988.5163 | 1966.7627 | 20473.8232 | 306.5525
726917TYA.CSV | NORTH BEND MUNI AIRPORT | 2965.0322 | 1846.4733 | 20718.6482 | 306.5525
726930TYA.CSV | EUGENE MAHLON SWEET ARPT [UO] | 3106.9618 | 1941.9168 | 22752.8374 | 306.5525
726940TYA.CSV | SALEM MCNARY FIELD | 3052.0133 | 1922.5992 | 21863.7877 | 306.5525
726945TYA.CSV | CORVALLIS MUNI | 3069.168 | 1945.3666 | 22011.2303 | 306.5525
726959TYA.CSV | AURORA STATE | 3048.2692 | 1976.8956 | 21488.2154 | 306.5525
726980TYA.CSV | PORTLAND INTERNATIONAL AP | 3043.4298 | 1987.9242 | 21348.6446 | 306.5525
726985TYA.CSV | PORTLAND/TROUTDALE | 3070.1857 | 1948.9715 | 22049.0077 | 306.5525
726986TYA.CSV | PORTLAND/HILLSBORO | 3118.3227 | 1966.7596 | 22818.5 | 306.5525
726988TYA.CSV | THE DALLES MUNICIPAL ARPT | 3110.722 | 1972.3308 | 22642.8487 | 306.5525
727033TYA.CSV | HOULTON INTL ARPT | 3794.7349 | 2022.5716 | 36796.6567 | 251.5809
727120TYA.CSV | CARIBOU MUNICIPAL ARPT | 3900.509 | 1960.0315 | 39004.4762 | 251.5809
727130TYA.CSV | PRESQUE ISLE MUNICIP | 3790.3673 | 1901.737 | 37186.8089 | 251.5809
727135TYA.CSV | WISCASSET | 3461.9905 | 2143.3619 | 30226.4324 | 251.5809
727340TYA.CSV | SAULT STE MARIE SANDERSON FIE | 4425.2283 | 1974.0997 | 37129.236 | 559.8625
727344TYA.CSV | CHIPPEWA CO INTL | 4411.3184 | 1931.6389 | 37225.2877 | 559.8625
727347TYA.CSV | PELLSTON EMMET COUNTY AP | 4419.9157 | 2155.8226 | 32365.1977 | 630.0372
727415TYA.CSV | RHINELANDER ONEIDA | 5024.3489 | 2127.9132 | 36591.6775 | 805.7486
727437TYA.CSV | IRON MOUNTAIN/FORD | 4427.1966 | 2147.3393 | 35370.4778 | 559.8625
727440TYA.CSV | HANCOCK HOUGHTON CO AP | 4949.4614 | 2020.0733 | 36933.7235 | 805.7486
727444TYA.CSV | TWO HARBORS | 4587.9957 | 2054.987 | 37729.0265 | 595.71
727445TYA.CSV | IRONWOOD (AWOS) | 4551.0073 | 2021.8241 | 37380.0144 | 595.71
727450TYA.CSV | DULUTH INTERNATIONAL ARPT | 4591.4224 | 1965.3727 | 38925.9749 | 595.71
727452TYA.CSV | CROOKSTON MUNI FLD | 4554.8782 | 2056.8794 | 37064.5386 | 595.71
727453TYA.CSV | PARK RAPIDS MUNICIPAL AP | 4565.148 | 2043.6839 | 37529.2371 | 595.71
727455TYA.CSV | HIBBING CHISHOLM-HIBBING AP | 4683.6516 | 2042.3565 | 39730.8741 | 595.71
727457TYA.CSV | DETROIT LAKES(AWOS) | 4531.7031 | 2105.5381 | 36149.488 | 595.71
727458TYA.CSV | GRAND RAPIDS(AWOS) | 4552.7338 | 1976.8264 | 37896.735 | 595.71
727459TYA.CSV | ELY MUNI | 4611.5114 | 2035.3132 | 38370.3728 | 595.71
727470TYA.CSV | INTERNATIONAL FALLS INTL AP | 4718.4026 | 2016.0325 | 40676.8579 | 595.71
727473TYA.CSV | CRANE LAKE (AWOS) | 4669.147 | 1960.6245 | 40149.4968 | 595.71
727474TYA.CSV | EVELETH MUNI (AWOS) | 4704.7852 | 2051.2779 | 39838.598 | 595.71
727475TYA.CSV | MORA MUNI (AWOS) | 4558.5356 | 2127.1545 | 36413.7243 | 595.71
727476TYA.CSV | BAUDETTE INTERNATIONAL AP | 4458.8977 | 1979.8444 | 36327.9917 | 595.71
727477TYA.CSV | ROSEAU MUNI (AWOS) | 4662.3778 | 2078.0357 | 38794.182 | 595.71
727478TYA.CSV | HALLOCK | 4663.4388 | 2130.6195 | 38352.2182 | 595.71
727503TYA.CSV | CAMBRIDGE MUNI | 4599.7152 | 2165.8159 | 36716.7819 | 595.71
727504TYA.CSV | AITKIN NDB(AWOS) | 4590.438 | 2084.8826 | 37416.5864 | 595.71
727505TYA.CSV | FOSSTON(AWOS) | 4696.6773 | 2054.4178 | 39679.9241 | 595.71
727507TYA.CSV | BENSON MUNI | 4577.7031 | 2225.6066 | 35670.8334 | 595.71
727530TYA.CSV | FARGO HECTOR INTERNATIONAL AP | 4609.94 | 2094.3074 | 37876.8007 | 595.71
727533TYA.CSV | WHEATON NDB (AWOS) | 4570.2088 | 2157.117 | 36291.3405 | 595.71
727535TYA.CSV | JAMESTOWN MUNICIPAL ARPT | 4702.3146 | 2159.8745 | 38787.9642 | 595.71
727550TYA.CSV | BEMIDJI MUNICIPAL | 4570.9798 | 2004.0221 | 37918.1108 | 595.71
727555TYA.CSV | THIEF RIVER(AWOS) | 4628.2092 | 2065.7141 | 38295.5476 | 595.71
727556TYA.CSV | SILVER BAY | 4683.1929 | 1918.423 | 40886.2205 | 595.71
727566TYA.CSV | AUSTIN MUNI | 4536.3722 | 2292.9769 | 34226.5449 | 595.71
727573TYA.CSV | DEVILS LAKE(AWOS) | 4529.8556 | 1930.9867 | 38016.4751 | 595.71
727575TYA.CSV | GRAND FORKS AF | 4534.7798 | 2090.0268 | 36519.223 | 595.71
727576TYA.CSV | GRAND FORKS INTERNATIONAL AP | 4674.7091 | 2128.932 | 38660.3007 | 595.71
727640TYA.CSV | BISMARCK MUNICIPAL ARPT [ISIS] | 4440.6262 | 2002.0577 | 35803.3829 | 595.71
727645TYA.CSV | DICKINSON MUNICIPAL AP | 4564.1563 | 2005.7679 | 37936.4204 | 595.71
727670TYA.CSV | WILLISTON SLOULIN INTL AP | 3857.8846 | 1969.2631 | 36173.0854 | 306.5525
727675TYA.CSV | MINOT AFB | 4458.8488 | 1977.9293 | 36357.2033 | 595.71
727676TYA.CSV | MINOT FAA AP | 4466.9593 | 1928.1891 | 37041.4922 | 595.71
727680TYA.CSV | GLASGOW INTL ARPT | 3812.8501 | 1933.3209 | 35545.6591 | 595.71
727686TYA.CSV | WOLF POINT INTL [FORT PECK - SURFRAD] | 4526.7166 | 1960.6331 | 37736.1592 | 306.5525
727687TYA.CSV | SIDNEY-RICHLAND | 4031.7314 | 1978.8955 | 39166.442 | 306.5525
727720TYA.CSV | HELENA REGIONAL AIRPORT | 3797.4339 | 1880.779 | 35559.5991 | 306.5525
727730TYA.CSV | MISSOULA INTERNATIONAL AP | 3676.3635 | 1890.8916 | 33312.1757 | 306.5525
727750TYA.CSV | GREAT FALLS INTL ARPT | 3841.7951 | 1903.6709 | 36231.5762 | 306.5525
727770TYA.CSV | HAVRE CITY-COUNTY AP | 3838.2305 | 1932.4471 | 36014.7022 | 306.5525
727790TYA.CSV | KALISPELL GLACIER PK INT'L AR | 3734.0796 | 1869.3071 | 34464.7513 | 306.5525
727796TYA.CSV | CUT BANK MUNI AP | 3883.5019 | 1841.4756 | 37316.4455 | 306.5525
727810TYA.CSV | YAKIMA AIR TERMINAL | 3391.3021 | 1892.1513 | 28149.1736 | 306.5525
727815TYA.CSV | STAMPEDE PASS | 3858.7831 | 1804.4334 | 37067.0211 | 306.5525
727825TYA.CSV | WENATCHEE/PANGBORN | 3349.033 | 1912.469 | 27273.6125 | 306.5525
727826TYA.CSV | EPHRATA AP FCWOS | 3320.0676 | 1933.3672 | 26628.0934 | 306.5525
727827TYA.CSV | MOSES LAKE GRANT COUNTY AP | 3287.2254 | 1925.9254 | 26078.9811 | 306.5525
727830TYA.CSV | LEWISTON NEZ PERCE CNTY AP | 3305.7125 | 1962.8015 | 26209.2675 | 306.5525
727834TYA.CSV | COEUR D`ALENE(AWOS) | 3550.5248 | 1893.2006 | 30959.4235 | 306.5525
727840TYA.CSV | HANFORD | 3404.8903 | 2020.1811 | 27685.9295 | 306.5525
727845TYA.CSV | PASCO | 3186.4969 | 1992.4621 | 23886.4573 | 306.5525
727846TYA.CSV | WALLA WALLA CITY COUNTY AP | 3181.641 | 1940.5225 | 24097.778 | 306.5525
727850TYA.CSV | SPOKANE INTERNATIONAL AP [CHENEY - UO] | 3528.7104 | 1885.0038 | 30671.0617 | 306.5525
727855TYA.CSV | FAIRCHILD AFB | 3671.1303 | 1925.9135 | 33013.0354 | 306.5525
727856TYA.CSV | FELTS FLD | 3421.8125 | 1914.0319 | 28574.6467 | 306.5525
727857TYA.CSV | PULLMAN/MOSCOW RGNL | 3500.8807 | 1923.1269 | 29945.6638 | 306.5525
727885TYA.CSV | WILLIAM R FAIRCHILD | 3209.3752 | 1831.6025 | 25208.7606 | 306.5525
727910TYA.CSV | ASTORIA REGIONAL AIRPORT | 3071.1063 | 1915.7588 | 22249.0026 | 306.5525
727920TYA.CSV | OLYMPIA AIRPORT | 3152.0467 | 1901.3557 | 23785.7082 | 306.5525
727923TYA.CSV | HOQUIAM AP | 3094.1206 | 1909.9342 | 22696.8311 | 306.5525
727924TYA.CSV | KELSO WB AP | 3100.1594 | 1919.0966 | 22718.1705 | 306.5525
727926TYA.CSV | TOLEDO-WINLOCK MEM | 3277.442 | 1903.9093 | 26033.8694 | 306.5525
727928TYA.CSV | BREMERTON NATIONAL | 3207.8792 | 1865.3825 | 24957.6042 | 306.5525
727930TYA.CSV | SEATTLE SEATTLE-TACOMA INTL A | 3065.4185 | 1869.0938 | 22407.0184 | 306.5525
727934TYA.CSV | RENTON MUNI | 3031.8173 | 1924.1215 | 21491.0101 | 306.5525
727935TYA.CSV | SEATTLE BOEING FIELD [ISIS] | 3003.1448 | 1900.8593 | 21104.2855 | 306.5525
727937TYA.CSV | SNOHOMISH CO | 3116.939 | 1884.7774 | 23246.4355 | 306.5525
727938TYA.CSV | TACOMA NARROWS | 3062.1185 | 1880.5844 | 22282.2899 | 306.5525
727970TYA.CSV | QUILLAYUTE STATE AIRPORT | 3144.3302 | 1857.3991 | 23894.8494 | 306.5525
727976TYA.CSV | BELLINGHAM INTL AP | 3246.5795 | 1908.8154 | 25447.1439 | 306.5525
742060TYA.CSV | TACOMA MCCHORD AFB | 3252.3426 | 1876.7588 | 25736.6094 | 306.5525
742070TYA.CSV | GRAY AAF | 3222.9568 | 1883.5564 | 25162.1983 | 306.5525
742300TYA.CSV | MILES CITY MUNICIPAL ARPT | 3760.2045 | 1954.559 | 34478.6429 | 306.5525
743700TYA.CSV | FORT DRUM/WHEELER-S | 3279.9803 | 2114.0025 | 32182.9452 | 121.0728
743920TYA.CSV | NAVAL AIR STATION | 3594.6825 | 2139.3211 | 32645.1278 | 251.5809
743945TYA.CSV | MANCHESTER AIRPORT | 3434.641 | 2193.2673 | 29502.3431 | 251.5809
744655TYA.CSV | AURORA MUNICIPAL | 4289.754 | 2349.7725 | 30820.7058 | 559.8625
744860TYA.CSV | NEW YORK J F KENNEDY INT'L AR | 3378.244 | 2481.7948 | 25641.5177 | 285.0564
744864TYA.CSV | REPUBLIC | 4065.2671 | 2421.0097 | 25678.9002 | 568.9527
744865TYA.CSV | WESTHAMPTON GABRESKI AP | 4082.0209 | 2327.8445 | 26927.2559 | 568.9527
744904TYA.CSV | LAWRENCE MUNI | 3385.9801 | 2212.1206 | 28524.4658 | 251.5809
744910TYA.CSV | CHICOPEE FALLS WESTO | 3455.1944 | 2232.8998 | 29697.0422 | 251.5809
744915TYA.CSV | WESTFIELD BARNES MUNI AP | 3498.5704 | 2236.7358 | 30468.4278 | 251.5809
745090TYA.CSV | MOUNTAIN VIEW MOFFETT FLD NAS | 2678.8378 | 2053.1817 | 17027.1668 | 237.6161
745160TYA.CSV | TRAVIS FIELD AFB | 2716.5093 | 2085.8303 | 17562.899 | 237.6161
745700TYA.CSV | DAYTON WRIGHT PATTERSON AFB | 4116.7675 | 2312.4528 | 28111.9287 | 559.8625
745940TYA.CSV | ANDREWS AFB | 3540.4904 | 2519.8152 | 25664.2906 | 343.3384
745966TYA.CSV | CAPE MAY CO | 3420.5536 | 2455.1252 | 23857.0651 | 343.3384
745980TYA.CSV | LANGLEY AFB | 3574.7002 | 2753.5761 | 24163.4839 | 356.4686
745985TYA.CSV | MARTINSVILLE | 4129.2509 | 2551.3055 | 25821.5237 | 559.8625
746120TYA.CSV | CHINA LAKE NAF | 3112.5024 | 2601.6441 | 22480.8919 | 237.6161
746710TYA.CSV | FORT CAMPBELL AAF | 4074.4471 | 2858.6307 | 25215.2464 | 495.0545
746716TYA.CSV | BOWLING GREEN WARREN CO AP | 4015.6255 | 2813.9082 | 24559.1441 | 495.0545
746930TYA.CSV | FORT BRAGG SIMMONS AAF | 3527.209 | 2950.581 | 22034.7868 | 356.4686
746943TYA.CSV | ELIZABETH CITY COAST GUARD AI [NREL] | 3462.1594 | 3070.6734 | 20079.8019 | 356.4686
747020TYA.CSV | LEMOORE REEVES NAS | 2725.8677 | 2242.5699 | 17054.8009 | 237.6161
747185TYA.CSV | IMPERIAL | 3387.3588 | 2861.3165 | 13030.4891 | 489.6106
747187TYA.CSV | PALM SPRINGS THERMAL AP | 2663.4013 | 2835.3663 | 13365.2804 | 489.6106
747188TYA.CSV | BLYTHE RIVERSIDE CO ARPT | 3584.7598 | 3075.9859 | 14689.7847 | 237.6161
747320TYA.CSV | HOLLOMAN AFB | 3679.8567 | 2334.0082 | 22988.2759 | 489.6106
747540TYA.CSV | ENGLAND AFB | 4203.5926 | 3442.0454 | 18251.9896 | 559.255
747685TYA.CSV | GULFPORT BILOXI INT | 4150.8004 | 3801.0245 | 18305.4884 | 492.8342
747686TYA.CSV | KEESLER AFB | 4145.2434 | 3707.2785 | 19041.3911 | 492.8342
747750TYA.CSV | TYNDALL AFB | 4072.4301 | 3554.1419 | 19096.3641 | 492.8342
747770TYA.CSV | VALPARAISO HURLBURT | 4145.89 | 3677.7903 | 19314.6081 | 492.8342
747804TYA.CSV | HUNTER AAF | 4051.6216 | 3400.9 | 20084.5766 | 492.8342
747810TYA.CSV | MOODY AFB/VALDOSTA | 3945.565 | 3266.0739 | 19369.6759 | 492.8342
747880TYA.CSV | MACDILL AFB | 4002.3414 | 4048.066 | 16860.0891 | 446.4221
747900TYA.CSV | SUMTER SHAW AFB | 3498.3577 | 2903.4509 | 21817.7451 | 356.4686
747910TYA.CSV | MYRTLE BEACH AFB | 3492.9042 | 3183.0733 | 19893.1902 | 356.4686
747915TYA.CSV | NORTH MYRTLE BEACH GRAND STRA | 3486.3236 | 3190.7399 | 19749.4334 | 356.4686
747946TYA.CSV | NASA SHUTTLE FCLTY | 3948.8875 | 3995.8219 | 16320.2514 | 446.4221
911650TYA.CSV | LIHUE AIRPORT | 4495.103 | 4449.5599 | 15289.0687 | 535.1157
911760TYA.CSV | KANEOHE BAY MCAS | 5480.2204 | 4229.714 | 14315.2593 | 804.577
911780TYA.CSV | BARBERS POINT NAS | 5233.307 | 3962.6135 | 13736.9694 | 804.577
911820TYA.CSV | HONOLULU INTL ARPT | 5342.9596 | 4082.1507 | 13979.2582 | 804.577
911860TYA.CSV | MOLOKAI (AMOS) | 4083.3506 | 3833.1374 | 13812.3308 | 535.1157
911900TYA.CSV | KAHULUI AIRPORT | 4264.4677 | 4102.3705 | 14478.1146 | 535.1157
911904TYA.CSV | KAPALUA | 3984.7123 | 3743.4574 | 12897.7998 | 535.1157
911905TYA.CSV | LANAI | 3950.851 | 3593.2397 | 13754.1746 | 535.1157
911975TYA.CSV | KONA INTL AT KEAHOL | 4296.3043 | 4212.0864 | 13987.1422 | 535.1157
912850TYA.CSV | HILO INTERNATIONAL AP | 4351.1465 | 4200.2233 | 15108.1392 | 535.1157

## CO Tax (hidden)
State of Colorado
Marijuana Taxes, License, and Fee Revenue February 2014 to Date 1
Revenue Month | State Sales Tax (2.9%) 2 | Retail Marijuana Sales Tax 3 | Retail Marijuana Excise Tax (15%) | License & Fees | Total Taxes & Fees | Year to Date | Total to Date
Feb 2014 | 1330209 | 1401568 | 195318 | 592661 | 3519756 | 3519756 | 3519756
Mar 2014 | 1460429 | 1434916 | 339615 | 857615 | 4092575 | 7612330 | 7612330
Apr 2014 | 1569405 | 1898685 | 609907 | 902995 | 4980992 | 12593322 | 12593322
May 2014 | 1559710 | 2217607 | 734351 | 761687 | 5273355 | 17866677 | 17866677
Jun 2014 | 1569454 | 2070577 | 1135648 | 940028 | 5715707 | 23582384 | 23582384
Jul 2014 | 1530968 | 2473627 | 969637 | 1547853 | 6522085 | 30104468 | 30104468
Aug 2014 | 1659789 | 2970183 | 1397930 | 1379549 | 7407450 | 37511919 | 37511919
Sep 2014 | 1892780 | 3307078 | 1464796 | 1076513 | 7741167 | 45253086 | 45253086
Oct 2014 | 1795545 | 2940346 | 1446105 | 1050874 | 7232870 | 52485956 | 52485956
Nov 2014 | 1816579 | 3244159 | 1718273 | 863790 | 7642800 | 60128755 | 60128755
Dec 2014 | 1649935 | 2933821 | 1363689 | 1518123 | 7465568 | 67594323 | 67594323
Jan 2015 | 1874283 | 3472230 | 1965731 | 1245897 | 8558141 | 8558141 | 76152465
Feb 2015 | 1808419 | 3547864 | 2349219 | 1096793 | 8802295 | 17360436 | 84954760
Mar 2015 | 1919649 | 3792120 | 2123091 | 1264534 | 9099395 | 26459831 | 94054154
Apr 2015 | 2093101 | 4282160 | 2587352 | 1017030 | 9979643 | 36439474 | 104033797
May 2015 | 2084081 | 4390362 | 3103722 | 1039145 | 10617311 | 47056785 | 114651108
Jun 2015 | 2100621 | 4663848 | 3506230 | 1055753 | 11326452 | 58383236 | 125977560
Jul 2015 | 2394910 | 4394550 | 2933200 | 1133924 | 10856584 | 69239821 | 136834144
Aug 2015 | 2698757 | 5839613 | 3070314 | 1202753 | 12811437 | 82051258 | 149645581
Sep 2015 | 2821102 | 5813123 | 3328898 | 1218635 | 13181758 | 95233015 | 162827339
Oct 2015 | 2656088 | 4955077 | 2796865 | 1248706 | 11656736 | 106889751 | 174484075
Nov 2015 | 2256473 | 5207345 | 2604672 | 1221521 | 11290012 | 118179763 | 185774087
Dec 2015 | 2261503 | 5258248 | 3048539 | 1663120 | 12231410 | 130411173 | 198005496
Jan 2016 | 2841308 | 5438522 | 3608488 | 1359117 | 13247434 | 13247434 | 211252931
Feb 2016 | 2482086 | 5213363 | 3671875 | 1099292 | 12466617 | 25714051 | 223719547
Mar 2016 | 2599446 | 6163941 | 4015437 | 1417099 | 14195923 | 39909974 | 237915471
Apr 2016 | 2493845 | 5876965 | 3489694 | 1236794 | 13097298 | 53007272 | 251012768
May 2016 | 3292341 | 6944330 | 5538327 | 1408164 | 17183162 | 70190434 | 268195930
Jun 2016 | 2763721 | 5989446 | 4524531 | 1204950 | 14482648 | 84673082 | 282678578
Jul 2016 | 3130847 | 7414551 | 5378690 | 899760 | 16823849 | 101496931 | 299502427
Aug 2016 | 3440132 | 8263335 | 4711405 | 1159277 | 17574149 | 119071079 | 317076575
Sep 2016 | 3535768 | 8492129 | 6233494 | 884601 | 19145992 | 138217071 | 336222567
Oct 2016 | 3584480 | 8584952 | 6071105 | 1026385 | 19266922 | 157483992 | 355489488
Nov 2016 | 3304756 | 8115943 | 6045927 | 959239 | 18425864 | 175909857 | 373915353
Dec 2016 | 2980227 | 7252646 | 6131564 | 1330517 | 17694953 | 193604810 | 391610306
Jan 2017 | 3217201 | 7746575 | 6174352 | 1026660 | 18164787 | 18164787 | 409775094
Feb 2017 | 3056541 | 8186608 | 5503295 | 977414 | 17723858 | 35888645 | 427498951
Mar 2017 | 3534708 | 7410258 | 5367365 | 1238362 | 17550692 | 53439337 | 445049643
Apr 2017 | 3692930 | 10107620 | 7867853 | 1199185 | 22867587 | 76306924 | 467917230
May 2017 | 3511986 | 8105694 | 5699916 | 1246343 | 18563939 | 94870862 | 486481169
Jun 2017 | 3579867 | 8744941 | 6238143 | 1099512 | 19662464 | 114533326 | 506143632
Jul 2017 | 3691932 | 9413260 | 6416003 | 916556 | 20437751 | 134971077 | 526581383
Aug 2017 | 1738885 | 15171154 | 5536495 | 1328509 | 23775043 | 158746120 | 550356427
Sep 2017 | 1353514 | 15044994 | 5816240 | 1020759 | 23235507 | 181981627 | 573591933
Oct 2017 | 999826 | 15125886 | 5997375 | 975320 | 23098408 | 205080035 | 596690341
Nov 2017 | 1021820 | 13148705 | 5771416 | 1135051 | 21076993 | 226157028 | 617767334
Dec 2017 | 1137691 | 13307123 | 5576575 | 1190056 | 21211445 | 247368473 | 638978779
Jan 2018 | 1181904 | 13816947 | 5619025 | 1063563 | 21681438 | 21681438 | 660660217
Feb 2018 | 949653 | 13445106 | 5756281 | 983823 | 21134864 | 42816302 | 681795081
Mar 2018 | 812244 | 13853459 | 5233996 | 972122 | 20871820 | 63688122 | 702666901
Apr 2018 | 966721 | 15340824 | 5598581 | 1041014 | 22947141 | 86635263 | 725614042
May 2018 | 1014752 | 14608085 | 5586593 | 1158277 | 22367707 | 109002969 | 747981749
Jun 2018 | 949473 | 14911288 | 5051632 | 1016300 | 21928692 | 130931662 | 769910441
Jul 2018 | 792289 | 15968272 | 5215347 | 987870 | 22963778 | 153895440 | 792874219
1 Tax remitted includes marijuana tax, license, and fee revenue received as well as penalties and other adjustments in a given month.
2 Per §39-26-729, C.R.S., retail marijuana and retail marijuana products sold beginning July 1, 2017 are exempt from the 2.9% state sales tax; however,
products that do not contain marijuana (i.e., accessories) are still subject to the 2.9% state sales tax. The first revenue month that reflects this exemption
is August 2017.
3 Per §39-28.8-202, C.R.S., the retail marijuana sales tax on the sale of retail marijuana and marijuana products increased from 10% to 15% beginning
July 1, 2017. The first revenue month that reflects the 15% rate is August 2017.
Please see the Colorado Department of Revenue Marijuana Tax Data page for additional details:
https://www.colorado.gov/pacific/revenue/colorado-marijuana-tax-data
Source: Revenue collected monthly as posted in the Colorado state accounting system
Prepared by: Colorado Department of Revenue, Office of Research and Analysis, dor_ora@state.co.us
Publish date: August 2018

## Outdoor Backup Calcs
GREENHOUSE | [5 empty] | FIELD
| Extrapolating Data from Los Suenos Annual Operational Budget | [5 empty] | Extrapolating Data from Los Suenos Annual Operational Budget
|  | Total Cost | # Units purchased |  |  |  |  | Total Cost | # Units purchased
Soil, Nutrients, Etc. |  | 14209.52 |  |  |  | Soil, Nutrients, Etc. |  | 14209.52
| Soil (Peat Moss) | 799.9 | 19.0453 |  |  |  | Soil (Peat Moss) | 799.9 | 19.0453
| Perlite | 2843.79 | 142.1895 |  |  |  | Perlite | 2843.79 | 142.1895
| Fertilizer | 1457.09 | 15.6677 |  |  |  | Fertilizer | 1457.09 | 15.6677
| Peat Moss Based "Soil" | 7016.25 | 167.0536 |  |  |  | Peat Moss Based "Soil" | 7016.25 | 167.0536
Soil Amendments (Fertilizer) |  | 18195.7 | 205.0451 |  |  | Soil Amendments (Fertilizer) |  | 18195.7 | 205.0451
Pesticides |  | 5018.63 | 13.5698 |  |  | Pesticides |  | 5018.63 | 13.5698
Herbicides/Fungicides |  | 16817.56 |  |  |  | Herbicides/Fungicides |  | 16817.56
| Herbicide | 50.13 |  |  |  |  | Herbicide | 50.13
| Fungicide | 16767.43 | 51.5921 |  |  |  | Fungicide | 16767.43 | 51.5921
Types of Soil Amendments (Fertilizer) from Ambrosia Cropz | [5 empty] | Types of Soil Amendments (Fertilizer) from Ambrosia Cropz
Name | Pounds | Cost | Total Pounds | Ecoinvent Search Name |  | Name | Pounds | Cost | Total Pounds | Ecoinvent Search Name
Cal | 25 | 99.99 | 5126.1275 |  |  | Cal | 25 | 99.99 | 5126.1275
Vegetative | 25 | 149.99 | 5126.1275 |  |  | Vegetative | 25 | 149.99 | 5126.1275
Fruit & Flower | 5 | 64.99 | 1025.2255 |  |  | Fruit & Flower | 5 | 64.99 | 1025.2255
Mag | 5 | 39.99 | 1025.2255 |  |  | Mag | 5 | 39.99 | 1025.2255
|  | 354.96 | 12302.706 | Urea Production |  |  |  | 354.96 | 12302.706 | Urea Production
Pesticides | [5 empty] | Pesticides
Name | Gallons | Cost | Total Gallons |  |  | Name | Gallons | Cost | Total Gallons
Evergreen Pyrethrum Concentrate | 1 | 369.84 | 13.5698 | Pyrethroid-compount production |  | Evergreen Pyrethrum Concentrate | 1 | 369.84 | 13.5698 | Pyrethroid-compount production
| Assumed Density |  | 51.3673 | kg |  |  | Assumed Density |  | 51.3673 | kg
| 1000 | kg/m^3 |  |  |  |  | 1000 | kg/m^3
Perlite | Volume (L) | Cost | Total Volume/Mass |  |  | Perlite | Volume (L) | Cost | Total Volume/Mass
Coarse Perlite, 4 ft^3 per bag (113L) | 113 | 20 | 16067.4135 | Liters |  | Coarse Perlite, 4 ft^3 per bag (113L) | 113 | 20 | 16067.4135 | Liters
Bulk Density (kg/m^3) | 1100 |  |  | Perlite Production |  | Bulk Density (kg/m^3) | 1100 |  |  | Perlite Production
Mass Required | 124.3 |  | 17674.1548 | kgs |  | Mass Required | 124.3 |  | 17674.1548 | kgs
Fertilizer | Pounds | Cost | Total Pounds |  |  | Fertilizer | Pounds | Cost | Total Pounds
Terragrow | 4 | 93 | 62.6708 | Urea Production |  | Terragrow | 4 | 93 | 62.6708 | Urea Production
Biofungicide (HP+ Pro Mix) | Pounds | Cost | Total Pounds |  | https://www.greenerhydroponics.com/Premier-Pro-Mix-HP-BioFungicide-Mycorrhizae-38-cu-ft-_p_76424.html?gclid=EAIaIQobChMIyZngtsnm4gIVlcJkCh1r8A-iEAQYASABEgKCh_D_BwE | Biofungicide (HP+ Pro Mix) | Pounds | Cost | Total Pounds |  | https://www.greenerhydroponics.com/Premier-Pro-Mix-HP-BioFungicide-Mycorrhizae-38-cu-ft-_p_76424.html?gclid=EAIaIQobChMIyZngtsnm4gIVlcJkCh1r8A-iEAQYASABEgKCh_D_BwE
Pro Mix Biofungicide + Mycorrhizae | 60 | 42 | 10023.216 | Peat Moss |  | Pro Mix Biofungicide + Mycorrhizae | 60 | 42 | 10023.216 | Peat Moss
|  |  | 11.3661 | m^3 |  |  |  |  | 11.3661 | m^3
Regalia Fungicide | Gallons | Cost | Total Gallons |  |  | Regalia Fungicide | Gallons | Cost | Total Gallons
Folpet Production (OpenLCA) | 2.5 | 325 | 128.9803 | Folpet |  | Folpet Production (OpenLCA) | 2.5 | 325 | 128.9803 | Folpet
| Assumed Density |  | 488.2431 | kg |  |  | Assumed Density |  | 488.2431 | kg
| 1000 | kg/m^3 |  |  |  |  | 1000 | kg/m^3
Soil (Peat Moss) | Pounds | Cost | Total Pounds |  |  | Soil (Peat Moss) | Pounds | Cost | Total Pounds
Jiffy preforma landmark t50 blend | 60 | 42 | 1142.718 | Peat Moss |  | Jiffy preforma landmark t50 blend | 60 | 42 | 1142.718 | Peat Moss
| Density |  | 518.3288 |  |  |  | Density |  | 518.3288
| 400 | kg/m^3 | 1.2958 | m^3 |  |  | 400 | kg/m^3 | 1.2958 | m^3
GRAND TOTALS | Value | Units |  |  |  | GRAND TOTALS | Value | Units
Biofungicide (Folpet) | 488.2431 | kgs |  |  |  | Biofungicide (Folpet) | 488.2431 | kgs
Peat Moss | 12.662 | m^3 |  |  |  | Peat Moss | 12.662 | m^3
Fertilizer (Urea) | 12365.3768 | Pounds |  |  |  | Fertilizer (Urea) | 12365.3768 | Pounds
Pesticides | 51.3673 | kgs |  |  |  | Pesticides | 51.3673 | kgs
Soil Amendments (Perlite) | 17674.1548 | kgs |  |  |  | Soil Amendments (Perlite) | 17674.1548 | kgs
[6 empty] | Soil Amendments Details |  | Total Cost | Unit Cost from Online Source | Size | Units | # of Units | Total Needed | Units | Description
[6 empty] | Aaron Hoare expenses | potassium hydroxide | 148.69 | 70 | 20 | lbs | 2.1241 | 42.4829 | lbs | potassium hyroxide
Waste Bills from Los Suenos for 1 year |  | 403.65 |  |  |  | COMPOST TECHNOLOGIES | compost on fields | 962.5 | 847.66 | 1600 | lbs (55 cu ft) | 1.1355 | 1816.7662 | lbs | compost
|  | 1409.8 |  |  |  | American Clay Works | terra grow | 377.52 | 93 | 4 | lbs | 4.0594 | 16.2374 | lbs | Soil Inoculant
|  | 984.92 |  |  |  | Ambrosia Cropz LLC | vegetative growth/fruit&flowe/mag/cal | 1074.89 | 88.74 | 15 | lbs | 12.1128 | 181.692 | lbs | NPK fertilizer
|  | 994.37 |  |  |  | American Clay Works | soil ammendments | 218.44 | 88.74 | 15 | lbs | 2.4616 | 36.9236 | lbs
|  | 369.38 |  |  |  | Green Cover Seed | cover crop seed to keep dirt down while planted | 795.28
|  | 181.34 |  |  |  | Rocky Ford Growers Co-op | Fertilizer | 1951.26 | 847.66 | 1600 | lbs | 2.3019 | 3683.0994 | lbs | compost
|  | 931.93 |  |  |  | Green Cover Seed | cover crop seed to keep dirt down while planted | 460.18
|  | 497.11 |  |  |  | American Clay Works | plant marvel (fertilizer) | 717.38
|  | 2027.18 |  |  |  | Ambrosia Cropz LLC | vegetative growth/fruit&flowe/mag/cal | 4029.34
|  | 3159.5 |  |  |  | American Clay Works | terra grow (fertilizer) | 94.38
|  | 2038.43 |  |  |  | American Clay Works | phoscard/iron (field fertilizer) | 486.87
|  | 672.55 |  |  |  | American Clay Works | tundamix (field fertilizer) | 8.5 | 28.33 | 1 | Liter | 0.30004 | 0.30004 | Liters
| Total | 13670.16 | **1/2 can be cannabis and 1/2 can be other |  |  | American Clay Works | plant marvel/phosphate (field fertilizer) | 2418.66
[6 empty] | American Clay Works | fertilizer | 109.37
| Larimer County Landfill Rates |  |  |  |  | American Clay Works | kimitec tundamix (fetilizer) | 80.85
| Green Waste (<1000 lbs per cubic yard) | 5.6 | per cubic yard |  |  | American Clay Works | phosgard fertilizer | 123.43
|  | 0.0056 | per pound |  |  | American Clay Works | phosgard fertilizer | 123.43
|  | 11.2 | per ton |  |  | American Clay Works | phosgard fertilizer | 145.44
|  | 12.3459 | per tonne |  |  | American Clay Works | sulfur fertilizer | 134.95
[6 empty] | American Clay Works | plant marvel/potassium phosphate | 3265.62
| Waste from Los Suenos | 1107.2647 | tonnes |  |  | Arkansas Valley Seed, Inc. | cover crop to be plowed under | 468.72
regular trays
jiffy performa pellets
clonex gel
promix products, microrizzhae mix
vegetative
[6 empty] | 1 | field operation | clones started in greenhouse
move into insulator greenhouse
gravita 1000W lights
plasticulture
[8 empty] | drip irrigation | netafim
0.9 gals/hour of water
dosatron injection system
45% humidiity during curing
7-10 days
64 degress
final moisture 12-15%
cannabis cargo
40000 lbs of trim & bud
Los Suenos Camera Interview | Youtube
0.9 | gal/plant-hr
Jains USA | [43]
0.1 | 0.14 | inches/plant-day
20 | 30 | inches/plant-harvest
14 | 21 | inches/plant-harvest
0.11667 | 0.175 | inches/plant-day
0.0097222 | 0.014583 | feet/water-day
| 0.2 | inches/plant-day
| 0.016667 | feet/plant-day
| 0.016667 | acre-feet/acre-day
| 5430.85 | gallon/acre-day
| 1.342 | gallon/m2-day
| 0.12468 | gallon/ft-day
| 3.5038 | gallons/plant-day
Leafly | [44]
10 | gallons/plant-day

## Indoor Backup Calcs
CSU DEMO DAY POSTER CALCS
Propane Heating Efficiencies | [5 empty] | Nominal Lamp Wattage
Industry Standard Minimum | 78% |  |  |  |  | 35 | 0.3 | [18 empty] | Water
Average | 84% |  |  |  |  | 75 | 0.26 | [17 empty] | required | 1 | liters/m^2 grow area-yr
High | 90% |  |  |  |  | 150 | 0.25 | [17 empty] | yield | 0.439 | kg bud/m^2-harvest
[6 empty] | 250 | 0.2 | [18 empty] | 6.1864 | harvests/yr
Water Pump Efficiency | 0.68 | [20] | Water Pumping Power [Mills] |  |  | 400 | 0.16 | [18 empty] | 938.1818 | m^2 grow area
Water Pump Energy Low | 0.0014706 | kWh/gallon | 7 | kWh/year-module |  | 1000 | 0.1
Water Pump Energy Medium | 0.0018382 | kWh/gallon | 1.75 | kwh/plant-year |  | **Actual Wattage used in system is: | [19 empty] | 0.36821 | liters/yr
Water Pump Energy High | 0.0022059 | kWh/gallon | 365 | gal/plant-yr |  | Lamp wattage x # lamps x ballast factor | [19 empty] | 0.097271 | gallons/kg
|  |  | 0.0047945 | kWh/gal |  | So a 32W lamp with .78 ballast factor only uses 24.96 W | [19 empty] | 0.044121 | gallons/lb
[26 empty] | 0.0027576 | gallons/oz.
Water Amount |  | Mills [11]
Water Applied | 6.8636 | liters/m^2-day | INDOOR ELECTRICITY | [22 empty] | CO2
| 1.8132 | gals/m^2-day |  | **Table should update with any changes to Detailed Inputs Tabs | [21 empty] | 2628.5117 | kg CO2/kg-bud
[7 empty] | Clone Room | Vegetative | Flowering | [16 empty] | 1192.2743 | kg CO2/lb-bud
Drip Irrigation Efficiencies |  | [19] |  | Wattage (W/m^2) |  |  | 403.6463 | 403.6463 | 672.7437 | [16 empty] | 1.1923 | tonnes CO2/lb-bud
Drip Irrigation Efficiencies | 0.9 | water uptake/water applied |  | Ballast Losses |  |  | 16.46% | 16.46% | 13.39% |  | **Might need to look into this more and get specific ballast loss factors and input Wattages from manufacturers | [14 empty] | 1.3143 | tons CO2/lb-bud
|  |  |  | Time (hrs/day) |  |  | 24 | 18 | 12 | [16 empty] | 0.082141 | tons CO2/oz-bud
|  |  |  | Duration (weeks/cycle) |  |  | 3.1429 | 7.1429 | 8.1429 | [16 empty] | 164.2821 | lbs CO2/oz-bud
VALIDATION NUMBERS |  |  |  | Energy (J/m^2-cycle) |  |  | 640970815.1288 | 1092563889.424 | 1434771808.2346
70-170 | kWh/ft^2-year | electricity |  | Cycles per Year |  | 6.1864
|  |  |  | Yield per cycle (kg/m^2-cycle) |  | 0.439
| 3168306512.7874 | J/m^2-cycle |  | Input Grow Area (m^2) |  | 938.1818
| 3168.3065 | MJ/m^2 |  | Lighting Energy (J/kg-dry cannabis) |  | 0 | 1460077200.3485 | 2488767955.1395 | 3268288595.145
| 880.0851 | kWh/m^2 |  | Conversion (MJ/kg-dry cannabis) |  | 0 | 1460.0772 | 2488.768 | 3268.2886
If between 70-170, G2G! | 81.7627 | kWh/ft^2 |  | Total Electric Load (kWh/yr) |  | 0 | 1033388.4893 | 1761457.6522 | 2313173.4494
[5 empty] | SUM (kWh/yr) | 5108019.591
Fan Specs |  | [21] | [23 empty] | 1 | gram
CFM |  | 5050 | [23 empty] | 453.592 | grams/lbs
CFM/Watt |  | 13.2 | [23 empty] | 0.0028974 | tons CO2/gram
Watts used | [25 empty] | 5.7949 | lbs/gram
[26 empty] | 1.9316 | lbs/ave. joint
INDOOR HEAT/COOL | [16] Note: 1 W of electricity produces 3.412 BTU's of heat per hour REGARDLESS OF LIGHT TYPE (LED, CDL, HPS, etc.) | [9 empty] | GREENHOUSE HEAT/COOL | [16] Note: 1 W of electricity produces 3.412 BTU's of heat per hour REGARDLESS OF LIGHT TYPE (LED, CDL, HPS, etc.)
| Heat (BTU/hr-W) | 3.412 | [9 empty] | Heat (BTU/hr-W) | 3.412
| **INCLUDED THIS IN MATLAB CODE | [10 empty] | **INCLUDED THIS IN MATLAB CODE
|  |  | Germination | Seedling | Vegetative | Flowering | Curing | Drying | [5 empty] | Germination | Seedling | Vegetative | Flowering | Curing | Drying
| Heat Internal (BTU/m^2-cycle) |  | #REF! | 1801.536 | 3070.8 | 2333.808 | 0 | 0 |  |  |  | Heat Internal (BTU/m^2-cycle) |  | 0 | 0 | 0 | 0 | 0 | 0
| Heat Internal (J/m^2-cycle) |  | #REF! | 1900728.5722 | 3239878.248 | 2462307.4685 | 0 | 0 |  |  |  | Heat Internal (J/m^2-cycle) |  | 0 | 0 | 0 | 0 | 0 | 0
| Heat Internal (MJ/m^2-cycle) |  | #REF! | 1.9007 | 3.2399 | 2.4623 | 0 | 0 |  |  |  | Heat Internal (MJ/m^2-cycle) |  | 0 | 0 | 0 | 0 | 0 | 0
| Heat Internal (MJ/kg-dry cannabis) |  | #REF! | 4.3297 | 7.3802 | 5.6089 | [5 empty] | Heat Internal (MJ/kg-dry cannabis) |  | 0 | 0 | 0 | 0
| Heat Internal (MJ/kg-dry cannabis) |  | #REF! | [8 empty] | Heat Internal (MJ/kg-dry cannabis) |  | 0
| Swamp Cooling Sizing | [10 empty] | Swamp Cooling Sizing
| Total Facility Square Footage |  | 1376 | ft^2 | [7 empty] | Total Facility Square Footage |  | 0 | ft^2
|  |  | 11008 | ft^3 assuming 8 foot ceilings | [9 empty] | 0 | ft^3 assuming 8 foot ceilings
|  |  | 5504 | CFM | [9 empty] | 0 | CFM
|  |  | 0.2 | Add 20% if celings are higher than 8', space is exposed to direct sunlight, more than 2 people will occupy the space, many heat-generating applicances are present | [9 empty] | 0.2 | Add 20% if celings are higher than 8', space is exposed to direct sunlight, more than 2 people will occupy the space, many heat-generating applicances are present
|  |  | 6604.8 | CFM | [9 empty] | 0 | CFM
| Industrial Evaporative Cooler Spec | [5 empty] | From Matlab |  |  |  |  | Industrial Evaporative Cooler Spec | [5 empty] | From Matlab
|  |  | 4832 | CFM | [9 empty] | 4832 | CFM
|  |  | 1150 | W | [9 empty] | 1150 | W
|  |  | 0.238 | W/CFM cooling load | [9 empty] | 0.238 | W/CFM cooling load
|  |  | 1571.9205 | Watts for cooling | [9 empty] | 0 | Watts for cooling
| From Matlab | [10 empty] | From Matlab | [7 empty] | Mills Check
| INDOOR COOLING |  | 89512933.0239 | W/year | design load | [6 empty] | GREENHOUSE COOLING |  | 274758023.242 | W/year | design load |  |  |  | Volume | 128 | ft^3
|  |  | 325 | hrs/year | hours cooler is running | [8 empty] | 1591 | hrs/year | hours cooler is running |  |  |  |  | 3.6246 | m^3
|  |  | 1.0473e+14 | J/year | [9 empty] | 1.5737e+15 | J/year | [5 empty] | 10
|  |  | 104730131.638 | MJ/year | [9 empty] | 1573704053.9208 | MJ/year | [5 empty] | 36.2455 | m^3
|  |  | 124678728.1405 | MJ/year required due to losses | [9 empty] | 1873457207.0485 | MJ/year required due to losses | [5 empty] | 27260 | kWh/year
|  | Conversions | 48933.0248 | MJ/kg-dry cannabis | [8 empty] | Conversions | 735281.2245 | MJ/kg-dry cannabis |  |  |  |  | Q_cooling | 1517671.8074 | W/year
[21 empty] | 6429 | hrs/year
| From Matlab | [10 empty] | From Matlab | [8 empty] | 3.5126e+13 | J/year
| INDOOR HEATING |  | 6557017767.5449 | [8 empty] | GREENHOUSE HEATING |  | 1168671101.0308 | W/year | design load |  |  |  |  | 35125603.379 | MJ/year
|  |  | 7291 | hrs/year | [9 empty] | 6112 | hrs/year | hours heater is running |  |  |  |  | 9757112.0497 | kWh/year
|  |  | 1.7211e+17 | J/year | [9 empty] | 25714503970200240 | J/year |  |  |  |  | Ratio | 357.9278
|  |  | 172105979555.4105 | MJ/year | [9 empty] | 25714503970.2002 | MJ/year
|  |  | 204888070899.2982 | MJ/year required due to losses | [9 empty] | 30612504726.4289 | MJ/year required due to losses
|  |  | 80413019.8957 | MJ/kg-dry cannabis | [9 empty] | 12014579.1837 | MJ/kg-dry cannabis
Chiller Calculations
Matlab Help
[27] | Surna Small Tonnage Chillers | [10 empty] | Grow Cycle | Weeks | Cumulative | initial icount | final icount
| Tons Cooling | 1.5 | 2 | 4 | 8 | [5 empty] | clone | 1 | 3.1429 | 3.1429 | 0 | 528
| Nominal Cooling Capacity (BTU/hr) | 18000 | 27000 | 48000 | 96000 | [5 empty] | veg |  | 7.1429 | 10.2857 | 337 | 1728
| Flow Rate (gpm) | 5 | 5.5 | 9 | 18 | 116-346 |  |  |  |  | flower |  | 8.1429 | 18.4286 | 1345 | 3096
| EER | 10.5 | 9.9 | 10.2 | 10.1 | [5 empty] | cure |  | 2 | 20.4286 | 2857 | 3432
| COP | 3.0773 | 2.9014 | 2.9893 | 2.96 | [5 empty] | clone | 2 | 3.1429 | 23.5714 | 3697 | 3960
| Wnet,in (kW) | 1714.2857 | 2727.2727 | 4705.8824 | 9504.9505 | [5 empty] | veg |  | 7.1429 | 30.7143 | 5033 | 5160
[11 empty] | flower |  | 8.1429 | 38.8571 | 5051 | 6528
| TRANE Specs | [9 empty] | cure |  | 2 | 40.8571 | 6553 | 6864
| Tons Cooling | 140 | 155 | 170 | 185 | 200 | 225 | 250 | 275 | 300 | clone | 3 | 3.1429 | 44 | 7393 | 7392
| Standard Efficiency, IPLV EER | 13.2 | 13.5 | 13.2 | 13.1 | 12.9 | 13.2 | 12.8 | 13.3 | 13.7 | veg |  | 7.1429 | 51.1429 | 7729 | 8592
| COP | 3.8686 | 3.9565 | 3.8686 | 3.8392 | 3.7806 | 3.8686 | 3.7513 | 3.8979 | 4.0151 | flower |  | 8.1429 | 59.2857 | 8737 | 9960
[11 empty] | cure |  | 2 | 61.2857 | 10249 | 10296
Pre-heat water for plant | [20 empty] | [35] | ft^2 | m^2 | ratio
Amount | 1119458.4104 | gal/yr | [18 empty] | Clone Room | 256 | 23.7832 | 3.518%
CO Baseline Groundwater Temp | 5.5556 | C | [18 empty] | Veg Room | 1640 | 152.3611 | 22.54%
Heated Water Setpoint | 19.7222 | C | [18 empty] | Flower Room | 4811 | 446.957 | 66.11%
Energy | 3067.0093 | [19 empty] | Cure Room | 570 | 52.9548 | 7.833%

## Indoor Raw Data
| Market Size | [13 empty] | Output Validation [1]
| [1] | Market Size and Demand for Marijuana in Colorado 2017 Market Update | [12 empty] | Colorado Annual Marijuana Demand
[15 empty] | 301.7 | metric tons of flower equivalent
[12 empty] | N_index = 4 | q_cool_year | 1275606753.2489 | 2502609312.0543 | 43.65%
[12 empty] | N_index = 4 | q_heat_year | 1227002558.8054
[12 empty] | Min Cool |  | 1049820281.479 | 1410180880.6291
[12 empty] | Min Heat |  | 360360599.1501
|  | Total Sales |  | 301.7 | tonnes
|  | Flower | 61.8% | 186.4506 | #NAME?
|  | Concentrate | 27.3% | 82.3641 | tonnes
|  | Trim | 5.7% | 17.1969 | tonnes
|  | Infused edibles | 4.9% | 14.7833 | tonnes
|  | infused nonedibles | 0.3% | 0.9051 | tonnes
|  |  |  | 301.7 | tonnes
|  | Report says |  | 340.7 | tonnes actually harvest and supplied to retailers, 32.6 was held within companies and 1.9 % residual value (read report about this definition)
Total Supplied
|  | Total Sales |  | 301.7
|  | Companies withheld |  | 32.6
|  | Residual Value** |  | 6.4733
340.7733
**Residual Value: seizure and destruction of marijauan; failure to meet quality assurance standards; losses in harvest, trimming and extraction processes; inventory shrinkage; and other factors
|  |  | 2014 | 2017
|  | Flower Prices: | 14.05 | 5.34 | $/gram
|  | Concentrate: | 41.43 | 21.57 | $/gram
|  | Edibles: | 18 |  | $/100mg package
Market Pricing
[2]
Average Market Rate for Unprocessed Retail Marijuana
Period Rate: July 1 to September 30, 2018
| Retail Bud Rate | 846 | per pound
| Retail Trim Rate | 404 | per pound
| Retail Immature Plant Rate | 1 | per plant
| Wet Whole Plant Rate | 150 | per pound
| Seed Rate | 5 | per seed
| Trim Allocated for Extraction Rate | 300 | per pound
| Bud Allocated for Extraction Rate | 230 | per pound
[4]
| Lower price | 4400 | $/kg
| Higher Price | 6600 | $/kg
Plant Densities Yields
| Greenhouse | Value | Units | Source | Notes
[4] | Density | 900000 | plants/km^2 | [4]
| Outdoor | Value | Units | Source | Notes
| Irrigation | 22 | L/plant*day | [4] | Only for June-October
| Density | 130000 | plants/km^2 | [4]
| Lighting and Energy | [11 empty] | Whrs | 47866878.3319 | 473973959.0559 | 1771585160.9608 | 14484253.5011
| [5] | [11 empty] | hours | 118586.2819 | 1174220.1389 | 2633387.5806 | 482808.45
4.9411
| 1000 | Watt lightbulbs |  | Vegetative Phase |  | Sweet Masters Thesis | [6 empty] | https://reader.elsevier.com/reader/sd/pii/S0959652615000293?token=C6DEB4104A6986D19994F24DB74EF9E949A49FD22B692DC5BE0656204DD7B0EB093D95BB3B953FE8E0439C92FE8822E5
Electricity | 4000 | $/month |  |  |  | Veg (W/ft^2) | Flowering (W/ft^2) | [6 empty] | Replace HPS once per year | Journal of Cleaner Production: LCA of road lighting luminaires
# of plants | 500 |  |  |  | 1 | 33.3333 | 9.0909 | [6 empty] | If using 400 W and 600 W bulbs…..
| 8 | per plant per month |  |  | 2 | 47.619 | 62.5 | [6 empty] | m^2 lighting | lights needed
[5 empty] | 3 | 25 | 33.3333 | [5 empty] | clone | 33.0046 | 13.3222
| [6] |  |  |  | 4 | 75 | 47.619 | [5 empty] | veg | 211.4358 | 85.3453
| 5000 | ft^2 |  |  | 5 | 20 | 37.037 | [5 empty] | flower | 620.2546 | 417.2724
| 29000 | kWh/month |  |  | 6 | 18.75 | 20
| 5.8 | kWh/month-ft^2 |  |  | 7 | 6.6667 | 120 | [5 empty] | Manufacturing HPS | 175 | kg CO2e/gigalumenhour
| 0.12 | $/kWh |  |  | 8 | 6.75 | 32 | [5 empty] | 1 lumen | 0.008547 | watt
| 0.696 | $/month-ft^2 |  |  | Average | 29.1399 | 45.1975 | [5 empty] | emissions | 20475 | kg CO2e/gigawatthour
[5 empty] | W/m^2 | 313.6588 | 486.5018 | [5 empty] | total Whrs | 2.3079 | gigawatthours/year
| Bounderlamp in CO |  | 315W CDL's | [9 empty] | Emissions due to HPS lights | 47254.4624 | kg CO2/year
| High pressure sodium grow light |  |  |  |  | Mills | [7 empty] | 28.0524 | kg CO2/kg-bud
| Traditional are 1000 W high pressure sodium lights |  |  |  |  | Veg (W/ft^2) | Flower (W/ft^2) | [6 empty] | 0.7142%
| **Would be interesting to incorporate this in sensitivity analysis (best-case scenario) |  |  |  | 1 | 37.5 | 62.5
[5 empty] | W/m^2 | 403.6463 | 672.7437
| [7] | [12 empty] | **See 2018 Field and GH_HMS xlsx file from Los Suenos for more info
| Temperature Set Point Day |  |  | <80 | F
| Temperature Set Point Night |  |  | 60-65 | F | [8 empty] | cost | Mass (kgs) | FU | LCI GWP (kg CO2e/FU) |  | LCA (kg CO2e/kg-bud) | Notes
|  | **Article says need to add 15W/ft^2 of growing area for SOIL | [10 empty] | bleach | 10.62 | 0.1181 | kg | 2.993 | sodium hypochlorite production | 0.00020983 | 5.342e-06% | $4.49 for 121 oz bottle. 5% sodium hypochlorite mixture
[13 empty] | plastic | 4565.98 | 550.0807 | kgs | 1.9418 | polyethylene production, high density | 0.63411 | 0.01614%
[13 empty] | aluminum |  | 7.2927 | kgs | 12.7379 | ventilation duct production + aluminum alloy production | 0.055146 | 0.001404%
| [9] | [11 empty] | textile | 131.22 | 17.506 | kg | 21.775 | textile production, kint cotton, batch dyed | 0.22629 | 0.005761% | 25 lbs for a bolt and $85/bolt
| 40000 | $/month | [10 empty] | steel | 72.57 | 0.90719 | kg | 2.0225 | steel production | 0.0010892 | 2.773e-05%
| 60000 | ft^2 | [10 empty] | lightbulbs | [6 empty] | 0.5569% | combined the road lighting paper and carnegie mellon economic I/O model
| 0.66667 | $/month-ft^2
How much mass would it take in these categories to have a 1% impact on the average GHG emissions from the 1200 locations??
[13 empty] | Average | 3927.7992 | kg CO2e/kg-bud
[13 empty] | 1% | 39.278 | kg CO2e/kg-bud
| [11] Mills Data |  |  | [31] 2017 Powerpoint Presentation
[8 empty] | Lighting | [5 empty] | Mass needed (kgs/year-consumable)
| Yield | 0.5 | kg/cycle-module | Plants per area | 2 | sf/plant |  | Flowering | Vegetative |  |  |  | bleach | 22106.215
| Modules | 10 | modules |  | 0.5 | plant/ft^2 | Wattage | 1000 | 600 |  |  |  | plastic | 34072.9013
| Plants per Module | 4 | plants/module |  | 5.3819 | plant/m^2 | W/m^2 | 666.6667 | 400 |  |  |  | aluminum | 5194.252
| Module Size | 1.5 | m^2/module |  |  |  | W/ft^2 | 61.9354 | 37.1613 |  |  |  | textile | 3038.5361
| Plants per area | 2.6667 | plants/m^2 |  |  |  |  | **These compare with 25-35 W/ft^2 of [13] |  |  |  |  | steel | 32714.6755
| Cycle Duration | 78 | days
| Cycles per year | 4.6795 | cycles/year
| Yearly Yield | 23.3974 | kg/year | [9 empty] | Carnegie Mellon Economic I/O Model for Light Bulbs
|  | 0.33333 | kg/m^2-cycle | [9 empty] | 1 million USD | 339 | t CO2/million USD
| Yield per area | 1.5598 | kg/m^2-year | [9 empty] | (1) 1000 W HPS Light | 250
[14 empty] | 0.000339 | ton CO2e/USD
| Total Area | 22 | m^2 | [9 empty] | GHGs/light | 76.884 | kg CO2e/light
| Growing Area Ratio | 0.68182 | m^2-growing/m^2-total | [9 empty] | lights needed | 515.9399 | lights for grow facility
[13 empty] | light replacement | 1.5 | year
[14 empty] | 343.9599 | lights/year
[14 empty] | 26445.0125 | kg CO2e/year
[14 empty] | 15.6989 | kg CO2/kg-bud
| Growing Durations and Requirements | [12 empty] | 0.3997%
|  |  | Duration (weeks) | Lighting(hrs/day) | Wattage | Day T | Night T | Nutrients
Week 1 | Germination |  | 1 | 0 | 200 | 73.4 | 64.4 | None
Week 2 |  |  | 2 | 18 | 400 | 77 | 64.4
| Seedling | [11 empty] | heat | 2720659831.907 | 18594699809.7931
| Vegetation |  | 2-8 | 18-24 | 600 | 77 | 64.4 | [5 empty] | cool | 6374844.3176 | 43569694.0239
| Flowering |  | 6-12 | 12 | 600 | 80 | 64.4 | [5 empty] | total (Wh/yr) | 2727034676.2245
|  | Indica | 7-10 | [9 empty] | Area (m2) | 3167.2
|  | Sativa | 10-14 | [9 empty] | Area (Ft^2) | 34091.4241
[14 empty] | 79991.8088 | Wh/yr/ft^2
| Harvest | [12 empty] | 79.9918 | kWh/yr/ft^2
|  | Indoor | Outdoor
| Yield (oz./ft^2-cycle) | 1.8 | 1.8
| Yield (kg/m^2-cycle) | 0.54927 | 0.54927
| Fertilizer | [13 empty] | 67 | kBTU/ft^2
| NPK 5:1:1 | Fertilize once per week during vegetation stage | [12 empty] | 67000 | BTU/ft^2
19.6358
1 CFM / 5 ft^3
Yields
| [11] | 0.33333 | kg/m^2-cycle |  | 0.16314 | kg/plant-cycle
| above | 0.54927 | kg/m^2-cycle |  | 0.35966 | lbs/plant-cycle
| [13] | 0.45359 | kg/m^2-cycle
| [30] | 0.41979 | kg/m^2-cycle
| re-calcs from above | 0.375 | m^2/plant
| re-calcs from above | 4.0365 | ft^2/plant
[5 empty] | [11] |  |  | [31]
| Water | 22.7 | liters/plant-day |  | 151 | liters/room-day |  | EVAPOTRANSPORATION
|  | 60.5333 | liters/m^2-day |  | 22 | m^2 total grow area |  | High | 0.5 | gal/plant/day
|  | 22094.6667 | liters/m^2 grow area-year |  | 6.8636 | liters/m^2 grow area/day |  | Low | 0.25 | gal/plant/day
[5 empty] | 1.8132 | gals/m^2 grow area/day
|  | 0.15 | gal/day-ft^2 |  | 2.691 | plants/m^2
|  | 0.56781 | liters/day-ft^2 |  | 0.6738 | gals/plant/day
|  | 2230.8312 | liters/year-m^2
| CO2 Calcs | [11 empty] | Secondary CO2 calcs
|  |  |  | CO2 needed (ft^3/hr-N) | Weeks/harvest | CO2 required (ft^3/yr-N) | lbs CO2/yr-N | [8 empty] | CO2 needed (ppm) | CO2 needed (kg/m^3-N)
| Clone | 400 | ppm | 0 | 3.1429 | 0 | 0 | [5 empty] | Clone | 400 | ppm | 0 | 0
| Vegetative | 700 | ppm | 10.2414 | 7.1429 | 76029.6082 | 8724.9952 | [5 empty] | Vegetative | 800 | ppm | 400 | 0.3084
| Flowering | 1400 | ppm | 100.1454 | 8.1429 | 847535.4211 | 97261.352 | [5 empty] | Flowering | 1400 | ppm | 1000 | 0.771
105986.3472
| Atmospheric | 400 | ppm | 0.3048 | [8 empty] | Secondary CO2 Calcs
7
| Conversion from ppm | 1e-06 | ppm |  |  | 24 | [9 empty] | Consumption Needs - Independent of ppm (ft^3 CO2/hr) | Annual Consumption Needs (ft^3 CO2/yr) | Annual Consumption (lbs CO2/yr) | Infiltration Loss (ft^3-CO2/hr) | Annual Infiltration Loss (ft^3-CO2/yr) | Annual Infiltration Loss (lb-CO2/yr)
| Plant Consumption Rate | 0.003 | ft^3/hr-ft^2 greenhouse |  |  | 0.028317 | [9 empty] | 30.2955
| Yield from compressed CO2 | 8.714 | ft^3/lb. | [9 empty] | Seedling | 400 | ppm |  | 0 | 0 | 0 | 0 | 0
[13 empty] | Vegetative | 800 | ppm |  | 224905.471 | 25809.6708 | 1817.7339 | 13494363.5218 | 1548584.2921
| CO2 needed | [11 empty] | Flowering | 1400 | ppm |  | 256392.2369 | 29423.0247 | 4544.3347 | 38458936.0371 | 4413465.2326
| **Volume*.000001*deltappm | [15 empty] | 481297.7079 | 55232.6954 | 6362.0686 | 51953299.5589 | 5962049.5248
Humidity and Temperatures
| Stage | Humidity Range (%RH) | Temperature with lights on | Temperature with lights off | Notes
| Seedling | 65-70 | 20-25 C | 15-20 C | Root system not established, plants exchange moisture through leaves
| Vegetative | Lowered by 5% each week, 40-70% | 22-28 C | 17-23C | Roots absorb more water; evaporation through leaves cools plants
| Flowering | 40-50% | 20-26 C | 20-26 C | It's best to slightly lower temperature in flowering
| Late flowering | 30-40% | 18-24 C | 10-16 C | Increase temperature difference between day and night improves appearance and flavor
Extractor Fan Sizing
| Upblast Propeller Roof Exhausters |  | [37]
| Motor Size (HP) | CFM | Static Pressure (inches) | [6 empty] | HP Equation
| 1.5 | 6600 | 0.5 | [6 empty] | (CFM_req-261.41)/3826.9 = HP
| 2 | 7900 | 0.5
| 1 | 3254 | 0.5
| 1.5 | 5389 | 0.5
| 2 | 7716 | 0.5
| 3 | 10118 | 0.5
| 5 | 20300 | 0.5
| 5 | 21500 | 0.5
| 7.5 | 29300 | 0.5
| 10 | 34800 | 0.5
| 7.5 | 30900 | 0.5
| 10 | 37400 | 0.5
| 10 | 40800 | 0.5
| ULINE WALL MOUNT CLIP FAN | [38]
| Motor Size (HP) | CFM | Assmptions
| 0.33333 | 7200 | Linear Relationship
[5 empty] | 11 | 11 | 11 | 0 | 10
Nutrients |  |  |  |  | 12 | 12 | 12 | 0 | 10
Vegetative | high N, low P, moderate K | 9.4.5 |  |  | 13 | 13 | 13 | 0 | 10
Flower | taper N, high P and K | 3.8.7 |  |  | 14 | 14 | 14 | 0 | 10
Bergmans for 5 plants | N-P-K Ratio | Amount
Seeding | 11.40.13 | 10 grams
Vegetative | 19.5.20 | 25 grams
Flowering | 16.6.30 | 200 grams
Booster (Flowering) | 19.5.20 | 10 grams
Nitrogen | Ammonium Nitrate Production | 1 kg N | 2.86 kg AN w/ N @ 35%
Phosphate | Triple Super Phosphate | 1 kg P2O5 | 2.08 kg TSP w/ P2O5 @ 48%
Potassium | Potassium Chrolide | 1 kg K2O | 1.67 kg PC w/ K2O @ 60%
|  | % of element per stage |  |  | Mass per Plant (grams/plant)
| Amount per 5 plants | N | P | K | N | P | K
Clone | 10 | 0.11 | 0.4 | 0.13 | 0.22 | 0.8 | 0.26
Veg | 25 | 0.19 | 0.05 | 0.2 | 0.95 | 0.25 | 1
Flowering (1) | 200 | 0.16 | 0.06 | 0.3 | 6.4 | 2.4 | 12
Flowering (2) | 10 | 0.19 | 0.05 | 0.2 | 0.38 | 0.1 | 0.4
Soil | grams
Clone | 1
Veg
Flower
2nd source for nutrients | Foxfarm Soil & fertilizer pamphlets
`1
Soil-Based Feeding Schedule
Fox Farm Soil & Fertilizer Company Product Names | Vegetative Amounts (teaspoons per gallon of water, two feedings per week)
Week # | Seedlings and Cuttings | 1 | 2 | 3 | 4 | 5 | 6 | 7
Big Bloom | 6 | 6 | 6 | 6 | 3 | 3 | 3 | 3
Grow Big |  |  | 2 | 3 | 3 | 3 | 3 | 2
Tiger Bloom |  | 7: 2
Flowers Kiss |  |  | 2 | 2 | 2 | 2 | 2 | 2
Boomerang | 1 | bar: 1 to 7
Kangaroots |  | 2: 0.5; 4: 0.5; 5: 0.5; 6: 0.5
Microbe Brew |  | 2: 0.5; 3: 0.5; 7: 0.5
Wholly Mackerel | 0.5 | 0.5 | 0.5 | 0.5 | 0.5 | 0.5 | 0.5
Kelp Me Kelp You |  |  |  | 0.25 | 0.25 | 0.25 | 0.25 | 0.5
Bembe
Open Sesame |  | 5: 0.25; 6: 0.25; 7: 0.25
Beasite Bloomz
Cha Ching
Flower Amounts (teaspoons per gallon of water, two feedings per week)
Week # | 8 | 9 | 10 | 11 | 12 | 13 | 14 | 15
Big Bloom | 3 | 3 | 3 | 3 | 3 | 3 | 3
Grow Big | 2 | 1: 2; 2: 2; 3: 1
Tiger Bloom | 2 | 2 | 2 | 2 | 2 | 1 | 1
Flowers Kiss | 2 | 2 | 2 | 2 | 2 | 2 | 2
Boomerang | 1 | bar: 1
Kangaroots | 1
Microbe Brew |  | 1: 0.5; 3: 0.5
Wholly Mackerel
Kelp Me Kelp You | 0.5 | 1: 0.5; 2: 0.5; 3: 0.25
Bembe |  |  | 3 | 3 | 3 | 3 | 3
Open Sesame | 0.25 | 1: 0.25
Beasite Bloomz |  | 2: 0.25; 3: 0.25
Cha Ching |  | 4: 0.25; 5: 0.25; 6: 0.25; 7: 0.25
TOTAL FEED | 2 | 1: Times per week
Masses of each element per gallon (kg/gal)
Fox Farm Soil & Fertilizer Company Product Names | N | P | K | Density (kg/mL) | kg/m3 | N | P | K |  |  | gal/week | gal/plant harvest | fert. Gallons/week | fert. Gallon/plant harvest | kg N/plant-harvest | kg P/plant-harvest | kg K/plant-harvest
Big Bloom | 0% | 0.5% | 0.7% | 0.00095983 | 959.8309 | 0 | 8.9888e-05 | 0.00012584 |  | veg | 7 | 50 | 2 | 14.2857 | 0.018165 | 0.040432 | 0.02761
Grow Big | 6% | 4% | 4% | 0.00095983 | 959.8309 | 0.00065287 | 0.00043525 | 0.00043525 |  | flower | 7 | 57 | 2 | 16.2857 | 0.020708 | 0.046092 | 0.031475
Tiger Bloom | 2% | 8% | 4% | 0.00095983 | 959.8309 | 0.00016558 | 0.00066233 | 0.00033117
Flowers Kiss | 1% | 0.3% | 0.05% | 0.00095983 | 959.8309 | 9.4619e-05 | 2.8386e-05 | 4.7309e-06
Boomerang | 2% | 0.2% | 0.3% | 0.00095983 | 959.8309 | 9.4619e-05 | 9.4619e-06 | 1.4193e-05
Kangaroots | 0.8% | 0.1% | 0.03% | 0.00095983 | 959.8309 | 2.2708e-05 | 2.8386e-06 | 8.5157e-07
Microbe Brew | 1% | 0.3% | 0.2% | 0.00095983 | 959.8309 | 2.3655e-05 | 7.0964e-06 | 4.7309e-06
Wholly Mackerel | 3% | 1% | 0% | 0.00095983 | 959.8309 | 7.0964e-05 | 2.3655e-05 | 0
Kelp Me Kelp You | 0.5% | 0% | 0.5% | 0.00095983 | 959.8309 | 8.542e-06 | 0 | 8.542e-06
Bembe | 0% | 1% | 3% | 0.00095983 | 959.8309 | 0 | 0.00014193 | 0.00042578
Open Sesame | 5% | 45% | 19% |  | 800 | 4.9289e-05 | 0.0004436 | 0.0001873
Beasite Bloomz | 0% | 50% | 30% |  | 800 | 0 | 0.00049289 | 0.00029574
Cha Ching | 9% | 50% | 10% |  | 800 | 8.8721e-05 | 0.00049289 | 9.8578e-05
[11 empty] | narrow |  | wide
| WATER | 6: clone; 7: 50.5714 | plants/m^2 |  | 4 | ft^2/plant | 11 | ft^2/plant |  | 154074.9029 | 341888.8356 | 396995.9177 | 0
|  | 2: water_rate*plant_count; 6: veg; 7: 7.8941 | plants/m^2 |  | 4.6982 |  |  |  |  | 892959.6561 | gal/year
veg | 50 | 1: gal/plant-cycle; 6: flower; 7: 2.691 | plants/m^2 |  | 0.73338 |  |  |  |  | 86.4791 | gal/plant
flower | 57 | 1: gal/plant-cycle; 6: cure; 7: 22.7128 | plants/m^2 |  | 0.25
| 107 | 1: gallons/plant-cycle; 2: 178592.5897 |  |  | 2.1101
| 1671172.5969 | 1: gallons/yr; 2: 1104852.4617; 6: clone; 7: 0.019774 | m^2/plant
| 10325.7239 | 1: plants/yr; 6: veg; 7: 0.12668 | m^2/plant
| 161.8456 | 1: gal/plant; 6: flower; 7: 0.37161 | m^2/plant
| 0.35966 | 1: lbs/plant; 6: cure; 7: 0.044028 | m^2/plant
| 450.0018 | 1: gallons/lb | [7 empty] | kg | year | cycle | m3 | L | m3
|  | 6: clone; 7: 0.21285 | ft^2/plant |  | 9 | plants/ft^2 |  |  |  | year | cycles | plants | kg | m3 | L
|  | 6: veg; 7: 1.3635 | ft^2/plant
|  | 6: flower; 7: 4 | ft^2/plant
|  | 6: cure; 7: 0.47391 | ft^2/plant | [6 empty] | gal/ft^2-day | gal/ft^2-day
|  | 2: 2.6667; 3: plants/m^2 | [6 empty] | veg | 0.048 | 0.096
| kW | 2: 26.6667; 3: plants/room | [6 empty] | flower | 0.096 | 0.16
4 gal | 0.012 | 2: 40; 3: plants/room
day-kw | ft^2 | 2: 3.775 | [6 empty] | veg ft^2 | 2275.8736
| 0.048 | 2: 0.99725; 3: gal/plant-day | [6 empty] | flower ft^2 | 6676.3585
| 55.7419 | 1: W/ft^2 | [7 empty] | gal/day | gal/day
| 0.055742 | 1: kW/ft^2 | [6 empty] | veg | 109.2419 | 218.4839
| 0.22297 | 1: gal/day-ft^2 | [6 empty] | flower | 640.9304 | 1068.2174
Outputs from Indoor_Model_facility_LCAv2Optimization | [15 empty] | gal/cycle | gal/cycle
423.4542 | 9396.3564 | 1: 10910.9007; 2: 0 | [6 empty] | veg | 11688.8869 | 23377.7737
20730.7113 | gal/year | [13 empty] | flower | 68579.5544 | 114299.2574
2.0077 | gal/plant | 1: **Should match B299
[15 empty] | veg | 7.0032 | 14.0063
ET outputs from same model as above | [14 empty] | flower | 41.088 | 68.48
0 | 754.3858 | 1: 4680.0319; 2: 60.9631
5495.3808 | kg H2O/m2-grow area per year
1452.1624 | gallons/m2-grow area per year
1362392.3172 | gallons/yr
131.9416 | gallons/plant | 1: **Shouldn't be more than water applied
Neem Oil and Surfactant [57]
| Amount | 1: Units
Neem Oil | 1 | 1: teaspoon/liter
Surfactant (non-phosphate) | 5 | 1: drops/liter
Neem Oil | 0.025 | 1: liter/liter; 2: **5 ml/drop of dilute soap
Surfactant (non-phosphate) | 0.0049289 | 1: liter/liter
Water Rate | 1 | 1: liter/plant
Frequency | 1 | 1: per 10 days, stop 3 weeks before harvest
Total weeks of cycle | 18.4286 | 1: weeks
# of applications | 11 | 1: applications
Water Use | 11 | 1: liters/plant-cycle
Neem Oil | 0.275 | 1: liters/plant-cycle
Surfactant (non-phosphate) | 0.054218 | 1: liters/plant-cycle
Air Exchanges
Volume Replacement per Hour | Source | 4: Notes
12 | https://www.greencultured.co/essential-air-marijuana-growing-rooms/
60 | https://www.royalqueenseeds.com/blog-ventilation-guide-for-your-marijuana-grow-op-n738 | 4: Same as next one, they say exchange air every 1-2 minutes
30 | https://www.royalqueenseeds.com/blog-ventilation-guide-for-your-marijuana-grow-op-n738
60 | https://www.leafly.com/news/growing/tips-for-improving-cannabis-grow-room-air-circulation
20 | https://www.zamnesia.com/cannabis-grow-guide/140-ventilation-cannabis-grow-space | 4: Every 3 minutes
20 | https://percysgrowroom.com/grow-room-ventilation/ | 4: "Every 3 minutes, or 20 times an hour"
15.6667 | https://bigbudsmag.com/calculating-cfm-exhaust-fan-marijuana-grow-room/ | 4: 3-5 minutes
30 | Mills
LANDFILL
Mass In (Tons of landfill waste) | Mass Out (Landfill Gas (LFG)) ft^3 | 1: kg LFG Out/day
1000000 | 432000 | 1: 14985.2506
**Density is similar to air
Density of air | 1.225 | 1: kg/m^3
| 0.034688 | 1: kg/ft^3
| Molecular Weight (g/mol) | 1: Density (kg/m3)
CO2 | 44.01 | 1: 1.977
CH4 | 16.04 | 1: 0.656
Paper from Garrett on Sludge Landfill
Table 3-10 Methane Emissions Calculation Parameters (Page 3-9) |  | 3: My values
Paramter (all taken from the baseline)
Wet Weight of Solids Landfilled Annually | 2636 | 3: 392.1675; 4: tonnes/yr
Moisture Concent of Biosolids | 20% | 3: 25%; 4: assumed
Dry Weight of Solids | 527 | 3: 294.1256; 4: tonnes/yr; 5: 1470.628; 6: tonnes/yr if 20% moisture content mass coming in
Carbon Content of Dry Solids | 48% | 3: 48%; 4: paper
Incoming C, Annual (metric tons) | 252.96 | 3: 141.1803; 4: tonnes/yr
Degradable Carbon, % of wet mass | 5% | 3: 5%; 4: paper
Degradable Carbon mass flow |  | 3: 73.5314; 4: tonnes/yr
Fraction of degradable carbon decomposed | 65% | 3: 47.7954; 4: tonnes/yr
Fraction of degraded carbon turning to CH4 | 50%
Fraction of degraded carbon turning to CO2 | 50% | 1: **another paper
Degraged C as CH4 mass flow |  | 3: 23.8977; 4: tonnes C/yr
Degraged C as CO2 mass flow |  | 3: 23.8977; 4: tonnes C/yr
Degraged CH4 mass flow |  | 3: 31.8636; 4: tonnes CH4/yr; 5: **16 g/mol CH4 per 12g/mol C
Degraged CO2 mass flow |  | 3: 23.8977; 4: tonnes CO2/yr
Fraction of CH4 oxidized to CO2 in landfill cover | 10%
Total Degraged CH4 mass flow |  | 3: 28.6772; 4: tonnes CH4/yr
Total Degraged CO2 mass flow |  | 3: 27.0841; 4: tonnes CO2/yr
Amount of CH4 per input |  | 3: 7.312%; 4: mass CH4 out per mass in
Amount of CO2 per input |  | 3: 6.906%; 4: mass CO2 out per mass in
Sequestered Carbon from Product
Annual Usable Product | 1684.5088 | 1: kg-bud/year
Fraction of biomass that is carbon | 50% | 2: assumed from landfill paper
Amount of carbon sequestered | 842.2544 | 1: kg-C/year; 4: kg C; 5: 44 g/mol CO2e
Amount of CO2 sequestered | 3088.2661 | 1: kg CO2e/year; 4: year; 5: 12 g/mol C
Annual CO2 sequestered | 1.8333 | 1: kg CO2e/kg-bud sequestered/year
Amount of CO2 per input | 0.1088% | 1: % CO2e sequestered in bud
Sequestered Carbon from Plant/Soil left in landfill
Incoming C, Annual (metric tons) | 141.1803 | 1: tonnes C to landfill/yr
total C degraded and released as gas | 47.7954 | 1: tonnes C to landfill/yr
Annual sequestered C in landfill | 93.3849 | 1: tonnes C/yr
Annual sequestered CO2 in landfill | 342.4112 | 1: tonnes CO2e/yr
Annual sequestered CO2 per product | 203.2707 | 1: kg CO2e/kg-bud
Amount of CO2 per input | 51.83% | 1: % CO2e sequestered in landfill
CO2 that leaves the facility as gas
Annual Waste from Plant | 13022.5488 | 1: kg/year
Fraction of biomass that is carbon | 50%
Annual C in plant waste | 6511.2744 | 1: kg/year
Amount of CO2e in plant waste | 23874.6727 | 1: kg CO2/year
Total CO2 used in grow facility per year | 1099958.1287 | 1: kg CO2/year
| 2.171% | 1: sequestered in plant vs released in atmosphere
CO2 that leaves the facility as gas | 1076083.456 | 1: kg CO2/year
| 638.8114 | 1: kg CO2e/kg-bud

## CO Growers (hidden)
[3] Largest Operations in CO
Name |  | Size (sq. feet) | Size (acres) | Indoor/Outdoor | Website
Los Suenos Farms |  |  | 36 | Total
|  | 1524659.8687 | 35.0014 | Outdoor | https://lsf.farm/
|  | 43500 | 0.99862 | Indoor
Leased to:
| Farmboy LLC |  |  | Outdoor
| Baseball 18 LLC |  |  | Outdoor
| Los Suenos LLC |  |  | Outdoor
| Emerald Fields Grow |  |  | Outdoor
LivWell |  | 162000 | 3.719 | Indoor | http://www.livwell.com/
GreenMan Cannabis |  | 128000 | 2.9385 | Indoor | http://greenmancannabis.com/
Colorado Harvest Company |  | 62000 | 1.4233 | Indoor | http://coloradoharvestcompany.com/
Veritas Cannabis |  | 25000 | 0.57392 | Indoor | http://veritascannabis.com/
Colorado Totals |  | Area (ft^2) | Area (acres)
Indoor |  | 420500 | 9.6534
Outdoor |  | 1524659.8687 | 35.0014

## Validation
Typical Electric Energy Usage for a Grow House
70 to 170 kWh per sq. foot per year
| Lights ONLY |  | TOTAL
| 2307910.2518 | kWh/yr | 2746412.2358 | kWh/year
| 10098.4953 | sq. feet
| 228.54 | kWh/yr per sq foot | 12017.2052 | kWh/yr per sq foot
CO2
Mills CO2 | 0.72656 | kg/yr-ft^3
| 498933.2079 | kg/yr
| 116.3186 | kg/yr-m3
| 3.2938 | kg/yr-ft3
Building Load Calculations for Various Space Types: NREL (Energy per square foot per year)
Results from Annual Heating and Cooling Calculations with no lights and only 1-D heat transfer (i.e. no solar radiation effects)
|  | Annual Load (Wh/yr) | Wh/(m^2-yr) | BTU/m^2-yr | kBTU/m^2-yr | kBTU/ft^2-yr |  | Notes
N = 4 (office Space) | Cooling | 166327494.2005 | 177287.0612 | 604903.4528 | 604.9035 | 56.1974 | 72.6785 | At the time of this assessment, area of warehouse was 938.1818 m^2
**Set lights at 10 W/m^2 | Heating | 48779163.9785 | 51993.2959 | 177401.1258 | 177.4011 | 16.4811
N = 10 (school classrooms) | Cooling | 416091825.9233 | 443508.7378 | 1513251.8133 | 1513.2518 | 140.5858 | 185.0188
| Heating | 131508162.743 | 140173.432 | 478271.75 | 478.2717 | 44.4329
N = 20 (bars) | Cooling | 474919930.7749 | 506213.1143 | 1727199.1461 | 1727.1991 | 160.4622 | 190.6671 | This was simulated with N = 20 for only the hours that the lights were on, i.e. 12-18 hours per day to better simulate a bar
| Heating | 89397390.8782 | 95287.9185 | 325122.3779 | 325.1224 | 30.2049
N = 30 (bars) | Cooling | 710595201.5566 | 757417.3807 | 2584308.1029 | 2584.3081 | 240.0903 | 282.5035 | This was simulated with N = 20 for only the hours that the lights were on, i.e. 12-18 hours per day to better simulate a bar
| Heating | 125530341.7314 | 133801.7234 | 456531.4803 | 456.5315 | 42.4132
= paste from Matlab
Total Electric from Matlab
ET sum from Matlab |  |  |  | DH_P | 0 |  |  | Electric from Lights |  |  |  | Total Electric
5489.0949 | kg H2O/m^2-yr |  |  | HVAC_cooling | 1149596080.1667 | Whrs/yr |  | Q Light Load | 2307910251.8496 | kWhrs/yr |  | 156540.2978 | kWh/ft^2-yr
887.2784 | kg H2O/m^2-harvest |  |  | HVAC_heating | 34124228.863 | Whrs/yr |  | Total Facility Area | 1376 | Whrs/m^2-facility-yr |  | 70-170 | kWh/ft^2-yr | https://rockymtnashrae.com/images/downloads/Marijuana_Facilities_-_Expert_Presentation_4-28-17_-_BRCU_REVISED.pdf
0.439 | kg bud/m^2-harvest |  |  | DH_cooling | 9374187282.8094 | Whrs/yr |  |  | 1677260.3574 | kWh/m^2-facility-yr |  | 100.3392 | kWh/ft^2-yr | Average Boulder Indoor Grow Facility
2021.1449 | kg H2O/kg bud |  |  | DH_heating | 69978169.3368 | Whrs/yr |  |  | 155822.7369 | kWh/ft^2 facility-yr
2.0218 | m^3/kg bud |  |  |  | 10627885.7612 | kWh/yr
2021.7514 | liters H2O/kg bud |  |  |  | 14811.1264 | ft^2 total facility
534.0905 | gal H2O/kg bud |  |  |  | 717.5609 | kWh/ft^2-yr |  | [13] Mills
242.2597 | gal H2O/lb bud | [6 empty] | 2283 | kWh/kg yield
15.1412 | gal H2O/oz bud | [6 empty] | 2307910251.8496 | kWh/yr
1.8927 | gal H2O/8th bud | [6 empty] | 0.439 | kg/m^2-cycle
[8 empty] | 6.1864 | cycle/yr
Water validation: "1.875 total gallons per 1/8th of usable cannabis" "1:1 ratio of gallons to one pound processed flower" | [7 empty] | 2.7158 | kg bud/m^2-yr
https://sohumsoils.com/how-much-water-does-it-take-to-grow-cannabis/ | [7 empty] | 2547.9465 | kg bud/yr
Note: ET should be less than this because from water balance, the plant needs to absorb some of the water | [7 empty] | 905792.2806 | kWh/kg bud
Another Source: 50 pints/day-200 ft^2 |  | 464.6171 | kg H2O/m^2-yr
5489.0949 | kg H2O/m^2-yr
2.691 | plants/m^2
6.1864 | harvest/yr
16.6476 | plants/m^2-yr | [19 empty] | Google Images
329.7237 | kg H2O/plant
59 | days/cycle
5.5885 | kg H2O/day/plant
0.0055902 | m^3/da/plant
5.5902 | liters/day/plant
1.4768 | gal/plant/day
Note: source [31] says 0.25-0.5 gal/plant/day | [14 empty] | https://www.sciencedirect.com/science/article/pii/S0168169909001902
Need to redo energy balance now knowing that some of the light heading load is cooled with ducting and fans
Reasons why my values are different than Mills
Table 1 | Mills |  | My Data |  | Percents of Total (Energy Intensity) |  | Percents of Total Emissions
| Energy Intensity (kWh/kg yield) | Emissions (kg CO2/kg yield) | Energy Intensity (kWh/kg yield) | Emissions (kg CO2/kg yield) | Mills Data | %Energy Intensity | Mills Data | %Emissions | Notes
Lighting | 2283 | 1520 | 1370.0791 | 836.8804 | 37.58% | 24.54% | 32.96% | 23.77% | Mills is using 1000 W vs my 600 W for flowering and 600 W vs my 400 W for vegetative, his lights apply to 100% of the grow area all the time
Ventilation & dehumid | 1848 | 1231 | 27.4645 | 23.8704 | 30.42% | 0.492% | 26.7% | 0.6779% | Mills is doing 30 Air changes per hour
Air Conditioning | 1284 | 855 | 50.5734 | 61.6205 | 21.14% | 0.906% | 18.54% | 1.75% | Mills is air conditioning of internal space with 100% recirculation whereas mine is air condition of outside air at a set air changes (which is lower than his air changes)
Space Heat | 304 | 202 | 4130.3 | 1246.0404 | 5.004% | 73.99% | 4.381% | 35.39%
CO2 injection | 93 | 82 | N/A | 573.978 | 1.531% |  | 1.778% | 16.3%
Water handling | 173 | 115 | 3.8294 | 3.3956 | 2.848% | 0.0686% | 2.494% | 0.09644% | He is doing 2.6 gal/m^2-day vs my 1.8 gal/m^2-day (~30% diff)
Drying | 90 | 60 | N/A | N/A | 1.481% |  | 1.301%
Vehicles |  | 546 |  | 836.8804 | 0% |  | 11.84% | 23.77%
TOTALS | 6075 | 4611 | 5582.2464 | 3521.0453 | 100% | 100% | 100% | 100%
| Emissions Factors |  | Emissions Factors
Electricity | 0.66579 | kg CO2/kWh | 0.61083 | kg CO2/kWh
water pumping
[6 empty] | 7 | kWh/year-module
[6 empty] | 0.46667 | kWh/m^2-grow-year
4.4733
[5 empty] | Auxilary Dehumidification Load | 0 | Wh/yr
[5 empty] | Simple Heating Load | 1149596080.1667 | Wh/yr
Source: | https://electricityplans.com/power-consumption-for-cannabis-growers/ |  |  |  | Simple Cooling Load | 34124228.863 | Wh/yr
[5 empty] | Heating and Humidification (Heating) | 9374187282.8094 | Wh/yr
Website says: 2000 - 3000 kWh of ENERGY per pound of product |  |  |  |  | Humidification | 69978169.3368 | Wh/yr
Total electricity | 121355689.4665 | kWh/year |  |  | Humidification and Cooling (NG) | 131626204.4619 | Wh/yr
Total Bud | 1684.5088 | kg-bud/year |  |  | Humidification and Cooling(Electric) | 169934266.3182 | Wh/yr
| 72042.1821 | kWh electricity/kg-bud |  |  | Dehumidification (Electric) | 100024888.243 | Wh/yr
| 32677.823 | kWh electricity/lb-bud |  |  | Dehumidification Reheat (NG) | 204287009.4639 | Wh/yr
| 10.8926 | X HIGHER |  |  | Electric Load from Lights | 2307910251.8496 | Wh/yr
[5 empty] | Water Heating Energy | 5560322.2835 | Wh/yr
Source: | https://weatherport.com/guide-to-starting-a-commercial-cannabis-grow-operation/ |  |  |  | Auxilary Air Conditioning | 128858278.2004 | Wh/yr
Website says: ELECTRICITY BILLS of $40000 per month in a 60,000 ft^2 warehouse
Their value: | 0.66667 | $/ft^2 |  |  | TO MATCH GROUPS ABOVE
Mine: | 121355689.4665 | kWh/year |  |  | Lighting | 2307910251.8496
| 14811.1264 | total ft2 warehouse |  |  | Space Heating
| 8193.549 | kWh/ft^2-year |  |  | Water Pumping | 9757064.2534
| 68.2796 | $/ft^2-month |  |  | Ventilation, cooling and dehum | 11358419665.8933
| 102.4194 | X HIGHER
Energy Cannabis Report 2018 | [40 empty] | HVAC cool year | 291257.9843 | 1 | 291257.9843
Electricity Consumption Rate (kWh/lb flower) |  | Water Consumption Rate (gal/lb of flower) | [38 empty] | HVAC heat year | 15585523.1989 | 1 | 15585523.1989
Anonymous | 1256 | 184 | [38 empty] | HVAC dehumid year | 46184.2352 | 0.90856 | 46184.2352
Clinic (Historical) | 1202 | 564 | [38 empty] | HVAC reheat year | 163012.9439 | 0.89671
Clinic (Current) | 1136 | 564 | [38 empty] | HVAC hc cool year | 284290.9729 | 1 | 284290.9729
Median | 1202 | 564 | [38 empty] | HVAC hc humid year | 221344.4638 | 1 | 221344.4638
My numbers | 739.5349 | 301.44 | [38 empty] | HVAC Hum heat year | 28073315.1131 | 1
[41 empty] | HVAC humid year | 137661.7036 | 1
[41 empty] | Q light year | 58706020.7243 | 1
[41 empty] | Q water year | 765286.2383 | 1
[41 empty] | AC P year | 13915156.3935 | 1
[41 empty] | DH P year | 0 | #DIV/0!
[41 empty] | CO2 year | 0 | #DIV/0!
[41 empty] | Water year | 154074.9029 | 1
[41 empty] | ET year | 412.0847 | 1
Full Warehouse Analysis Outputs (N = 10 and using scaler, LED lights) | [10 empty] | USING NO SCALER VALUES IN MATLAB (LED Lights) | [9 empty] | USING NO SCALER VALUES AND N=30 IN MATLAB, LED Lights | [9 empty] | USING NO SCALER VALUES AND N=30 IN MATLAB AND HIGHER LIGHTS (800 and 600) | [9 empty] | USING NO SCALER VALUES AND N=30 IN MATLAB AND HIGHER LIGHTS (800 and 600), clone @ 24 hrs/day
Array Name | Clone | Veg | Flower | Cure | Energy Source | Electric Yearly Sums |  |  |  |  | Array Name | Clone | Veg | Flower | Cure | Energy Source | Electric Yearly Sums |  |  |  | Array Name | Clone | Veg | Flower | Cure | Energy Source | Electric Yearly Sums |  |  |  | Array Name | Clone | Veg | Flower | Cure | Energy Source | Electric Yearly Sums |  |  |  | Array Name | Clone | Veg | Flower | Cure | Energy Source | Electric Yearly Sums
HVAC cool year | 59100.5923 | 3353429.8133 | 4549444.6737 | 424427.0199 | electricity | 8386402.0992 |  |  |  |  | HVAC cool year | 59100.5923 | 3353429.8133 | 4549444.6737 | 424427.0199 | electricity | 8386402.0992 |  |  |  | HVAC cool year | 1545621.4892 | 27756896.4406 | 82215409.7804 | 1674092.4062 | electricity | 113192020.1164 |  |  |  | HVAC cool year | 177301.7769 | 8850755.0759 | 13648334.021 | 1273281.0598 | electricity | 23949671.9336 |  |  |  | HVAC cool year | 291257.9843 | 1042764.326 | 1255827.2865 | 822690.3043 | electricity | 3412539.9011 |  |  | 1640271511.6702 | Wh
HVAC heat year | 52356186.9617 | 524390256.1626 | 97818414.7326 | 143574124.4769 | natural gas | [5 empty] | HVAC heat year | 52356186.9617 | 524390256.1626 | 97818414.7326 | 143574124.4769 | natural gas |  |  |  |  | HVAC heat year | 157066196.8851 | 1573167544.4878 | 293454972.1977 | 430719485.4306 | natural gas |  |  |  |  | HVAC heat year | 157066196.8851 | 315276277.2105 | 293454972.1977 | 430719485.4306 | natural gas |  |  |  |  | HVAC heat year | 15585523.1989 | 30169118.2604 | 26303710.0951 | 42903752.9922 | natural gas |  |  |  | 3.412 | BTU/W
HVAC dehumid year | 169441.7172 | 16797043.3565 | 14721121.8683 | 897968.4316 | electricity | 32585575.3736 |  |  |  |  | HVAC dehumid year | 169441.7172 | 16797043.3565 | 14721121.8683 | 897968.4316 | electricity | 32585575.3736 |  |  |  | HVAC dehumid year | 508325.1516 | 50391130.0696 | 44163365.6048 | 2693905.2947 | electricity | 97756726.1207 |  |  |  | HVAC dehumid year | 508325.1516 | 50391130.0696 | 44163365.6048 | 2693905.2947 | electricity | 97756726.1207 |  |  |  | HVAC dehumid year | 50832.5152 | 5039113.007 | 4416336.5605 | 506848.9608 | electricity | 10013131.0434 |  |  | 5596606397.8186 | BTU/yr
HVAC reheat year | 185822.4274 | 37542141.482 | 35247753.8986 | 1823827.0767 | natural gas | [5 empty] | HVAC reheat year | 185822.4274 | 37542141.482 | 35247753.8986 | 1823827.0767 | natural gas |  |  |  |  | HVAC reheat year | 557467.2822 | 112626424.4461 | 105743261.6959 | 5471481.23 | natural gas |  |  |  |  | HVAC reheat year | 557467.2822 | 112626424.4461 | 105743261.6959 | 5471481.23 | natural gas |  |  |  |  | HVAC reheat year | 181789.4588 | 18320548.5211 | 17558525.0533 | 1894831.1401 | natural gas |  |  |  | 16789.8192 | $/yr
HVAC hc cool year | 515207.1631 | 9252298.8135 | 27405136.5935 | 558030.8021 | electricity | 37730673.3721 |  |  |  |  | HVAC hc cool year | 515207.1631 | 9252298.8135 | 27405136.5935 | 558030.8021 | electricity | 37730673.3721 |  |  |  | HVAC hc cool year | 1545621.4892 | 27756896.4406 | 82215409.7804 | 1674092.4062 | electricity | 113192020.1164 |  |  |  | HVAC hc cool year | 1545621.4892 | 27756896.4406 | 82215409.7804 | 1674092.4062 | electricity | 113192020.1164 |  |  |  | HVAC hc cool year | 284290.9729 | 3981625.0431 | 12542313.4394 | 219368.959 | electricity | 17027598.4144 |  |  | 14811 | ft^2
HVAC hc humid year | 2136447.5991 | 18564558.4816 | 64844874.7595 | 959437.5416 | natural gas | [5 empty] | HVAC hc humid year | 2136447.5991 | 18564558.4816 | 64844874.7595 | 959437.5416 | natural gas |  |  |  |  | HVAC hc humid year | 6409342.7972 | 55693675.4447 | 194534624.2785 | 2878312.6248 | natural gas |  |  |  |  | HVAC hc humid year | 6409342.7972 | 55693675.4447 | 194534624.2785 | 2878312.6248 | natural gas |  |  |  |  | HVAC hc humid year | 221344.4638 | 2760924.8716 | 10149310.6211 | 62904.3227 | natural gas |  |  |  | 1.1336 | $/ft^2
HVAC Hum heat year | 63119778.4182 | 571468183.3644 | 2512740778.8052 | 92940155.9381 | natural gas | [5 empty] | HVAC Hum heat year | 63119778.4182 | 571468183.3644 | 2512740778.8052 | 92940155.9381 | natural gas |  |  |  |  | HVAC Hum heat year | 189359335.2546 | 1714404550.0933 | 7538222336.4155 | 278820467.8144 | natural gas |  |  |  |  | HVAC Hum heat year | 189359335.2546 | 1714404550.0933 | 7538222336.4155 | 278820467.8144 | natural gas |  |  |  |  | HVAC Hum heat year | 28073315.1131 | 242666606.0305 | 1165019139.3125 | 31385396.6993 | natural gas |  |  |  | 1.7
HVAC humid year | 1297235.2859 | 8579681.399 | 33273126.0279 | 276400.5386 | natural gas | [5 empty] | HVAC humid year | 1297235.2859 | 8579681.399 | 33273126.0279 | 276400.5386 | natural gas |  |  |  |  | HVAC humid year | 3891705.8577 | 25739044.197 | 99819378.0836 | 829201.6157 | natural gas |  |  |  |  | HVAC humid year | 3891705.8577 | 25739044.197 | 99819378.0836 | 829201.6157 | natural gas |  |  |  |  | HVAC humid year | 137661.7036 | 1389292.7481 | 5454626.8452 | 33190.2188 | natural gas |  |  |  | 1.4996
Q light year | 28332752.7403 | 390135580.9549 | 1355672857.4151 | 7319058.3964 | electricity | 1781460249.5068 |  |  |  |  | Q light year | 28332752.7403 | 390135580.9549 | 1355672857.4151 | 7319058.3964 | electricity | 1781460249.5068 |  |  |  | Q light year | 28332752.7403 | 390135580.9549 | 1355672857.4151 | 7319058.3964 | electricity | 1781460249.5068 |  |  |  | Q light year | 43112612.3001 | 598445443.7961 | 1843525183.1017 | 7319058.3964 | electricity | 2492402297.5943 |  |  |  | Q light year | 58706020.7243 | 601199563.8793 | 1845114555.959 | 9837588.5627 | electricity | 2514857729.1254
Q water year | 17488.5486 | 233378.3581 | 782749.935 | 0 | electricity | 1033616.8417 |  |  |  |  | Q water year | 32577.5559 | 463100.6583 | 1577495.1365 | 0 | electricity | 2073173.3507 |  |  |  | Q water year | 32577.5559 | 463100.6583 | 1577495.1365 | 0 | electricity | 2073173.3507 |  |  |  | Q water year | 32577.5559 | 463100.6583 | 1577495.1365 | 0 | electricity | 2073173.3507 |  |  |  | Q water year | 765286.2383 | 1698153.4047 | 1971868.9206 | 0 | electricity | 4435308.5637
AC P year | 136491.7015 | 98891270.6219 | 238871557.1456 | 0 | electricity | 337899319.469 |  |  |  |  | AC P year | 136491.7015 | 100366742.419 | 0 | 0 | electricity | 100503234.1205 |  |  |  | AC P year | 17183.5981 | 74319947.4334 | 0 | 0 | electricity | 74337131.0316 |  |  |  | AC P year | 56254.1764 | -149932.0351 | -538852.0152 | 28913.8062 | electricity | -603616.0678 |  |  |  | AC P year | 13915156.3935 | 8837127.8543 | 235808.0866 | 133994.0831 | electricity | 23122086.4175
DH P year | 0 | 0 | 459926512.6522 | 0 | electricity | 459926512.6522 |  |  |  |  | DH P year | 0 | 0 | 1464337738.578 | 0 | electricity | 1464337738.578 |  |  |  | DH P year | 0 | 0 | 0 | 0 | electricity | 0 |  |  |  | DH P year | 0 | 0 | 0 | 0 | electricity | 0 |  |  |  | DH P year | 0 | 242569685.0731 | 1114434469.8665 | 0 | electricity | 1357004154.9397
CO2 year | 0 | 118846.2545 | 220819.1304 | 0 |  | 2659022349.3145 | Wh/yr |  |  |  | CO2 year | 0 | 118846.2545 | 220819.1304 | 0 |  | 3427077046.4009 | Wh/yr |  |  | CO2 year | 0 | 118846.2545 | 220819.1304 | 0 |  | 2182011320.2425 | Wh/yr |  |  | CO2 year | 0 | 118846.2545 | 220819.1304 | 0 |  | 2728770273.048 | Wh/yr |  |  | CO2 year | 0 | 427846.5164 | 971604.1738 | 0 |  | 3929872548.4052 | Wh/yr
Water year | 4401.2069 | 58732.5141 | 196988.5812 | 0 | gallons/yr | 2659022.3493 | kWh/yr | 1578.518 |  |  | Water year | 4401.2069 | 58732.5141 | 196988.5812 | 0 | gallons/yr | 3427077.0464 | kWh/yr | 2034.4706 |  | Water year | 8198.5398 | 116544.9367 | 396995.9177 | 0 | gallons/yr | 2182011.3202 | kWh/yr | 1295.3423 |  | Water year | 8198.5398 | 116544.9367 | 396995.9177 | 0 | gallons/yr | 2728770.273 | kWh/yr | 1619.9236 |  | Water year | 154074.9029 | 341888.8356 | 396995.9177 | 0 | gallons/yr | 3929872.5484 | kWh/yr | 2332.9532
ET year | 0 | 222.1612 | 1676.2071 | 0 | kg H2O/m2-grow year | 221585.1958 | kWh/month | 716.0046 | kWh/lb |  | ET year | 0 | 451.5909 | 3453.0364 | 0 | kg H2O/m2-grow year | 285589.7539 | kWh/month | 922.8215 | kWh/lb | ET year | 0 | 451.5909 | 3453.0364 | 0 | kg H2O/m2-grow year | 181834.2767 | kWh/month | 587.5581 | kWh/lb | ET year | 0 | 451.5909 | 3453.0364 | 0 | kg H2O/m2-grow year | 227397.5228 | kWh/month | 734.7859 | kWh/lb | ET year | 412.0847 | 754.3858 | 4680.0319 | 60.9631 | kg H2O/m2-grow year | 327489.379 | kWh/month | 1058.211 | kWh/lb | electricity
[6 empty] | 22158.5196 | $/month for a 15,000 sq ft warehouse | [9 empty] | 28558.9754 | $/month for a 15,000 sq ft warehouse | [8 empty] | 18183.4277 | $/month for a 15,000 sq ft warehouse | [8 empty] | 22739.7523 | $/month for a 15,000 sq ft warehouse | [8 empty] | 43552.8125 | $/month for a 15,000 sq ft warehouse
NEW INDOOR ANNUAL BUD YIELD | [46 empty] | 2.9406 |  | 1283.1793 | kWh/ft^2
6.1864 | [5 empty] | 2834.2292 | [40 empty] | 2.4407 |  | 17.3403
1684.5055 | kg-bud/yr | [43 empty] | 522633.7502 | $/yr
[45 empty] | 35.2869 | $/ft^2
NCSL website | Scenario 1 from above | Scenario 2 | Scenario 3 | Scenario 4 | http://www.ncsl.org/research/energy/electricity-use-in-marijuana-production.aspx
5,000 ft2 warehouse uses 41,808 kWh/month | [44 empty] | 1357004154.9397
My values scaled from 15,000 ft | 73861.7319 | 95196.5846 | 60611.4256 | 75799.1743 |  | 5,000 sq ft (N =30, no scaler, HPS Lights) | [38 empty] | 2514857729.1254 |  | 1.6
Re-run values at 5,000 ft |  |  |  | 81328.5266 |  | Array Name | Clone | Veg | Flower | Cure | Energy Source | Electric Yearly Sums |  |  | 260122.3022 | [29 empty] | 1.8532 |  | 179200
[6 empty] | HVAC cool year | 59854.2515 | 2987873.7231 | 4607459.8421 | 429839.3739 | electricity | 8085027.1907 | [32 empty] | 0.53959
[6 empty] | HVAC heat year | 53023825.4652 | 106432453.0916 | 99065807.3988 | 145404983.8113 | natural gas | [33 empty] | 2
Mills total kWh/yr-m2 | Mine |  |  |  |  | HVAC dehumid year | 171602.4622 | 17011241.6533 | 14908847.7176 | 909419.4533 | electricity | 33001111.2864
8598.6667 | 3652.8922 |  |  |  |  | HVAC reheat year | 188192.0615 | 38020884.2341 | 35697238.2924 | 1847084.7801 | natural gas
**ALL electric systems | **A lot of my energy load is handled by NG |  |  |  |  | HVAC hc cool year | 521777.1584 | 9370285.4499 | 27754610.8108 | 565146.8906 | electricity | 38211820.3098
[6 empty] | HVAC hc humid year | 2163691.8841 | 18801296.3837 | 65671785.8672 | 971672.4262 | natural gas
[6 empty] | HVAC Hum heat year | 63924690.8509 | 578755627.2875 | 2544783608.2256 | 94125342.0855 | natural gas
[6 empty] | HVAC humid year | 1313777.8156 | 8582351.5958 | 33697429.6849 | 279925.2377 | natural gas
0.0051327 | $/MJ |  |  |  |  | Q light year | 14554130.164 | 202025635.1995 | 622344693.2105 | 2470797.3583 | electricity | 841395255.9322
NCSL Energy Costs ($2500/kg-flower) | Yearly Sums Energy Costs | http://www.ncsl.org/research/energy/electricity-use-in-marijuana-production.aspx |  |  |  | Q water year | 10997.6632 | 156335.3947 | 532537.1933 | 0 | electricity | 699870.2512
HVAC cool year | 113192020.1164 | electricity | 11319.202 |  |  | AC P year | 12025.7787 | 54537207.8551 | 0 | 0 | electricity | 54549233.6338
HVAC heat year | 2454408199.0013 | natural gas | 245440.8199 |  |  | DH P year | 0 | 0 | 0 | 0 | electricity | 0
HVAC dehumid year | 97756726.1207 | electricity | 9775.6726 |  |  | CO2 year | 0 | 118846.2545 | 220819.1304 | 0 |  | 975942318.6039 | Wh/yr
HVAC reheat year | 224398634.6542 | natural gas | 22439.8635 |  |  | Water year | 4401.2069 | 58732.5141 | 196988.5812 | 0 | gallons/yr | 975942.3186 | kWh/yr | 579.3643
HVAC hc cool year | 113192020.1164 | electricity | 11319.202 |  |  | ET year | 0 | 451.5909 | 3453.0364 | 0 | kg H2O/m2-grow year | 81328.5266 | kWh/month | 262.7955 | kWh/lb
HVAC hc humid year | 259515955.1451 | natural gas | 25951.5955 | [8 empty] | 8132.8527 | $/month for a 15,000 sq ft warehouse
HVAC Hum heat year | 9720806689.5778 | natural gas | 972080.669
HVAC humid year | 130279329.754 | natural gas | 13027.933
Q light year | 1781460249.5068 | electricity | 178146.025
Q water year | 2073173.3507 | electricity | 207.3173
AC P year | 74337131.0316 | electricity | 7433.7131
DH P year | 0 | electricity | 0
|  |  | 1497142.0128 | per year
|  |  | 888.7724 | per kg
RE-RUN of simple building HVAC for offices AFTER CODE OVERHAUL
ALL DAY SETPOINTS OF 72 AND NIGHT OF 68
| Clone | Veg | Flower | Cure | Energy Source | Electricity |  | Natural Gas |  | % Electricity | % NG
HVAC cool year | 188551.1567 | 1207905.8473 | 3543435.9948 | 419820.9347 | electricity | 5359713.9335 |  |  |  | 3.543%
HVAC heat year | 7523845.6132 | 48196051.6159 | 141383598.7505 | 16733870.7955 | natural gas |  |  | 213837366.7751 |  |  | 15.36%
HVAC dehumid year | 457401.643 | 2930229.2755 | 8595934.7832 | 1018433.3457 | electricity | 13001999.0474 |  |  |  | 8.596%
HVAC reheat year | 940948.9207 | 6027954.0234 | 17683223.6626 | 2095081.5813 | natural gas |  |  | 26747208.188 |  |  | 1.922%
HVAC hc cool year | 224760.5409 | 1439872.2152 | 4223917.8214 | 500443.3919 | electricity | 6388993.9693 |  |  |  | 4.224%
HVAC hc humid year | 670981.6889 | 4298476.4442 | 12609737.9104 | 1493982.6666 | natural gas |  |  | 19073178.7101 |  |  | 1.37%
HVAC Hum heat year | 39829384.596 | 255156995.0684 | 748512380.0452 | 88607489.4178 | natural gas |  |  | 1132106249.1275 |  |  | 81.34%
HVAC humid year | 0 | 0 | 0 | 0 | natural gas |  |  | 0 |  |  | 0%
Q light year | 4418285.3896 | 28304640.777 | 83032699.2549 | 9837588.5627 | electricity | 125593213.9842 |  |  |  | 83.03%
Q water year | 0 | 0 |  |  | electricity
AC P year | 46483.329 | 215101.2215 | 563854.6325 | 87913.0327 | electricity | 913352.2156 |  |  |  | 0.6038%
DH P year | 0 | 0 | 0 | 0 | electricity
[6 empty] | 151257273.1501 | Wh/yr | 1391764002.8007 | Wh/yr
[6 empty] | 516089815.9882 | BTU/yr | 4748698777.5561 | BTU/yr
[6 empty] | 516089.816 | kBTU/yr | 4748698.7776 | kBTU/yr
[6 empty] | 14811.1264 | ft^2 | 14811.1264 | ft^2
[6 empty] | 34.8447 | kBTU/ft^2 | 320.617 | kBTU/ft^2
[6 empty] | From above (N = 30, HPS lights, no scaler) |  | 3285.1048 | kBTU/ft^2
TEMPERATURE SETPOINTS BASED OF ENERGY [52], [53] Relative Humidity (see statement below for specifics)
The below validation is based on mass_flow_air being 20% of the total. This is determined via an average building occupancy load per person of 200 sq ft/person, 20 cfm/person of fresh air
| Clone | Veg | Flower | Cure | Energy Source | Electricity |  | Natural Gas |  | % of elec | % of NG | % of total | % of total |  |  |  | clone | veg | flower | cure
HVAC cool year | 39858.0992 | 255340.9483 | 749052.0135 | 88746.5491 | electricity | 1132997.6101 |  |  |  | 0.8723% |  | 0.2687% |  |  |  | HVAC_hh_heat_1 (ma*(h2-h1)) | 28232000 | 180860000 | 530560000 | 62808000
HVAC heat year | 2123792.5472 | 13599328.8179 | 39891905.0568 | 4723083.4129 | natural gas |  |  | 60338109.8348 |  |  | 20.68% |  | 14.31% |  |  | HVAC_hh_heat_2 (ma(h3-h2)) | 5898900 | 37790000 | 110860000 | 13128000
HVAC dehumid year | 69878.2966 | 447657.8374 | 1313220.6438 | 155588.3947 | electricity | 1986345.1725 |  |  |  | 1.529% |  | 0.4711% |  |  |  | HVAC_hh_vap | 5278200 | 33814000 | 99193000 | 11746000
HVAC reheat year | 234586.7346 | 1502821.2688 | 4408581.1732 | 522322.0263 | natural gas |  |  | 6668311.203 |  |  | 2.286% |  | 1.582% |  |  |  | 71.64% | 71.64% | 71.64% | 71.63%
HVAC hc cool year | 27644.9384 | 177100.3868 | 519530.4639 | 61553.1832 | electricity | 785828.9723 |  |  |  | 0.605% |  | 0.1864% |  |  |  |  | 14.97% | 14.97% | 14.97% | 14.97%
HVAC hc humid year | 7420.7766 | 47539.3503 | 139458.4235 | 16522.823 | natural gas |  |  | 210941.3734 |  |  | 0.07231% |  | 0.05003% |  |  |  | 13.39% | 13.39% | 13.39% | 13.4%
HVAC Hum heat year | 7881821.1531 | 50492916.7618 | 148122818.6225 | 17538408.0152 | natural gas |  |  | 224035964.5525 |  |  | 76.8% |  | 53.14%
HVAC humid year | 16132.219 | 103347.028 | 303172.2877 | 35919.3939 | natural gas |  |  | 458570.9287 |  |  |  |  | 0.1088%
Q light year | 4418285.3896 | 28304640.777 | 83032699.2549 | 9837588.5627 | electricity | 125593213.9842 |  |  |  | 96.69% |  | 29.79%
Q water year | 0 | 0 |  |  | electricity
AC P year | 22325.3488 | 91638.914 | 236837.0481 | 39953.9455 | electricity | 390755.2563 |  |  |  | 0.3008% |  | 0.09268%
DH P year | 0 | 0 | 0 | 0 | electricity
[6 empty] | 129889140.9954 | Wh/yr | 291711897.8925 | Wh/yr
14811.1264 | ft^2 |  |  |  |  | 443181749.0764 | BTU/yr | 995320995.6092 | BTU/yr
100 | ft^2/person |  |  |  |  | 443181.7491 | kBTU/yr | 995320.9956 | kBTU/yr
148.1113 | people in facility |  |  |  |  | 14811.1264 | ft^2 | 14811.1264 | ft^2
20 | cfm/person |  |  |  |  | 29.9222 | kBTU/ft^2 | 67.2009 | kBTU/ft^2 | 296
2962.2253 | cfm/facility-fresh |  |  |  |  | From above (N = 30, HPS lights, no scaler) |  | 3285.1048 | kBTU/ft^2
14811.1651 | cfm at full HVAC with 4 air changes per hour
20% | fresh air needed |  |  |  |  | Evan's NWC Calcs | 30 | kWh/ft2-yr (office)
[7 empty] | 30000 | Wh
[7 empty] | 102360 | BTU/ft^2-yr
[7 empty] | 102.36 | kBTU/ft^2-yr
TEMPERATURE SETPOINTS BASED OF ENERGY [52], [53] Relative Humidity (see statement below for specifics)
The below validation is based on mass_flow_air being 10% of the total. This is determined via an average building occupancy load per person of 100 sq ft/person, 20 cfm/person of fresh air
| Clone | Veg | Flower | Cure | Energy Source | Electricity |  | Natural Gas | % of elec | % of NG | % of total | % of total
HVAC cool year | 19929.0496 | 127670.4741 | 374526.0067 | 44373.2745 | electricity | 566498.805 |  |  | 0.4428% |  |  | 0%
HVAC heat year | 1062471.2736 | 6800239.409 | 19946527.5284 | 2362116.2065 | natural gas |  |  | 30171354.4174 |  | 20.69% | 0% | 11.02%
HVAC dehumid year | 34939.1483 | 223828.9187 | 656610.3219 | 77794.1974 | electricity | 993172.5862 |  |  | 0.7763% |  |  | 0%
HVAC reheat year | 117293.3673 | 751410.6344 | 2204290.5866 | 261161.0132 | natural gas |  |  | 3334155.6015 |  | 2.286% | 0% | 1.218%
HVAC hc cool year | 13822.4692 | 88550.1934 | 259765.2319 | 30776.5916 | electricity | 392914.4861 |  |  | 0.3071% |  |  | 0%
HVAC hc humid year | 3710.3883 | 23769.6752 | 69729.2117 | 8261.4115 | natural gas |  |  | 105470.6867 |  | 0.07231% | 0% | 0.03852%
HVAC Hum heat year | 3940910.5765 | 25246458.3809 | 74061409.3112 | 8769204.0076 | natural gas |  |  | 112017982.2763 |  | 76.8% | 0% | 40.91%
HVAC humid year | 8066.1095 | 51673.514 | 151586.1439 | 17959.6969 | natural gas |  |  | 229285.4643 |  | 0.1572% | 0%
Q light year | 4418285.3896 | 28304640.777 | 83032699.2549 | 9837588.5627 | electricity | 125593213.9842 |  |  | 98.17% |  |  | 0%
Q water year | 0 | 0 |  |  | electricity
AC P year | 22325.3488 | 91638.914 | 236837.0481 | 39953.9455 | electricity | 390755.2563 |  |  | 0.3054% |  |  | 0%
DH P year | 0 | 0 | 0 | 0 | electricity
[6 empty] | 127936555.118 | Wh/yr | 145858248.4462 | Wh/yr |  | VALUES IN THE MANUSCRIPT
[6 empty] | 436519526.0626 | BTU/yr | 497668343.6986 | BTU/yr
[6 empty] | 436519.5261 | kBTU/yr | 497668.3437 | kBTU/yr |  | 1045.4235 | 5080.5608 | energy star
[6 empty] | 14811.1264 | ft^2 | 14811.1264 | ft^2 |  | 678.9156 | 75.3473 | oakridge lab
[6 empty] | 29.4724 | kBTU/ft^2 | 33.601 | kBTU/ft^2 |  |  | 2228.1273
[6 empty] | From above (N = 30, HPS lights, no scaler) |  | 3302.3687 | kBTU/ft^2
THIS IS WRONG BECAUSE ALL HVAC WAS *0.1 FOR OFFICE VALIDATION METRICS
Indor_Model_Facility_LCAv2Optimization Outputs (Model with ALL (k,i)) | [5 empty] | Indor_Model_Facility_LCAv3Optimization Outputs (Model without (k,i)) | [5 empty] | % Difference
| Clone | Veg | Flower | Cure |  |  | Clone | Veg | Flower | Cure |  |  | Clone | Veg | Flower | Cure
HVAC cool year | 292351.0345 | 1042730.6196 | 1255779.9153 | 822663.8351 |  | HVAC cool year | 292351.0345 | 1042730.6196 | 1255779.9153 | 822663.8351 |  | HVAC cool year | 0 | 0 | 0 | 0
HVAC heat year | 15622590.7793 | 30168482.6396 | 26302827.5375 | 42903036.4317 |  | HVAC heat year | 15622590.7793 | 30168482.6396 | 26302827.5375 | 42903036.4317 |  | HVAC heat year | 0 | 0 | 0 | 0
HVAC dehumid year | 50752.4738 | 5034049.0823 | 4411383.8311 | 506303.437 |  | HVAC dehumid year | 50752.4738 | 5034049.0823 | 4411383.8311 | 506303.437 |  | HVAC dehumid year | 0 | 0 | 0 | 0
HVAC reheat year | 49970.8561 | 9980744.031 | 9404364.5479 | 993621.5115 |  | HVAC reheat year | 49970.8561 | 9980744.031 | 9404364.5479 | 993621.5115 |  | HVAC reheat year | 0 | 0 | 0 | 0
HVAC hc cool year | 306505.0082 | 3973788.8945 | 12517016.4917 | 218956.98 |  | HVAC hc cool year | 306505.0082 | 3973788.8945 | 12517016.4917 | 218956.98 |  | HVAC hc cool year | 0 | 0 | 0 | 0
HVAC hc humid year | 234235.4103 | 2754265.4891 | 10124793.0312 | 62753.0945 |  | HVAC hc humid year | 234235.4103 | 2754265.4891 | 10124793.0312 | 62753.0945 |  | HVAC hc humid year | 0 | 0 | 0 | 0
HVAC Hum heat year | 26758499.0772 | 242482771.311 | 1163947546.5798 | 31372242.3558 |  | HVAC Hum heat year | 26758499.0772 | 242482771.311 | 1163947546.5798 | 31372242.3558 |  | HVAC Hum heat year | 0 | 0 | 0 | 0
HVAC humid year | 124366.1587 | 1385944.7562 | 5441432.8926 | 33110.6275 |  | HVAC humid year | 124366.1587 | 1385944.7562 | 5441432.8926 | 33110.6275 |  | HVAC humid year | 0 | 0 | 0 | 0
Q light year | 44719494.3575 | 601199563.8793 | 1845114555.959 | 9837588.5627 |  | Q light year | 44719494.3575 | 601199563.8793 | 1845114555.959 | 9837588.5627 |  | Q light year | 0 | 0 | 0 | 0
Q water year | 765286.2383 | 1698153.4047 | 1971868.9206 | 0 |  | Q water year | 765286.2383 | 1698153.4047 | 1971868.9206 | 0 |  | Q water year | 0 | 0 | 0 | #DIV/0!
AC P year | 10482080.8385 | 8837127.8801 | 235808.0869 | 982376.1321 |  | AC P year | 10482080.8385 | 8837127.8786 | 235808.0869 | 982376.1321 |  | AC P year | 0 | -1.683e-10 | 0 | 0
DH P year | 0 | 242587725.3371 | 1114545178.7196 | 0 |  | DH P year | 0 | 242587175.7704 | 1114522341.754 | 0 |  | DH P year | #DIV/0! | -2.2654e-06 | -2.049e-05 | #DIV/0!
AFTER WATER AND YIELD SHIFTS (1 gal/plant-day for water and yields closer to 1 lb per plant) ALSO ADDED AUXILARY HEATING, FANS FOR HVAC AND WATER PUMPING POWER
Indor_Model_Facility_LCAv2Optimization Outputs (Model with ALL (k,i)) | [5 empty] | Indor_Model_Facility_LCAv3Optimization Outputs (Model without (k,i)) | [5 empty] | % Difference
| Clone | Veg | Flower | Cure |  |  | Clone | Veg | Flower | Cure |  |  | Clone | Veg | Flower | Cure
HVAC cool year | 2912485.1636 | 10427306.1958 | 12557799.1527 | 8226638.351 |  | HVAC cool year | 2912485.1636 | 10427306.1958 | 12557799.1527 | 8226638.351 |  | HVAC cool year | 0 | 0 | 0 | 0
HVAC heat year | 155852614.0788 | 301684826.3964 | 263028275.3748 | 429030364.3167 |  | HVAC heat year | 155852614.0788 | 301684826.3964 | 263028275.3748 | 429030364.3167 |  | HVAC heat year | 0 | 0 | 0 | 0
HVAC dehumid year | 507524.7384 | 50340490.8233 | 44113838.3114 | 5063034.3698 |  | HVAC dehumid year | 507524.7384 | 50340490.8233 | 44113838.3114 | 5063034.3698 |  | HVAC dehumid year | 0 | 0 | 0 | 0
HVAC reheat year | 499708.5606 | 99807440.3098 | 94043645.4787 | 9936215.1148 |  | HVAC reheat year | 499708.5606 | 99807440.3098 | 94043645.4787 | 9936215.1148 |  | HVAC reheat year | 0 | 0 | 0 | 0
HVAC hc cool year | 2836642.6567 | 39737888.9451 | 125170164.9165 | 2189569.7998 |  | HVAC hc cool year | 2836642.6567 | 39737888.9451 | 125170164.9165 | 2189569.7998 |  | HVAC hc cool year | 0 | 0 | 0 | 0
HVAC hc humid year | 2208088.3132 | 27542654.8909 | 101247930.3124 | 627530.9453 |  | HVAC hc humid year | 2208088.3132 | 27542654.8909 | 101247930.3124 | 627530.9453 |  | HVAC hc humid year | 0 | 0 | 0 | 0
HVAC Hum Heat (Heat) | 188144282.6048 | 1670571444.283 | 7255684386.0921 | 259787169.8295 |  | HVAC Hum heat year | 280507705.7314 | 2424827713.11 | 11639475465.7979 | 313722423.5582 |  | HVAC Hum heat year | 0.32927 | 0.31106 | 0.37663 | 0.17192
HVAC Hum Heat (Vap) | 92363423.1266 | 754256268.827 | 4383791079.7058 | 53935253.7287
HVAC humid year | 1373286.5739 | 13859447.5617 | 54414328.9259 | 331106.2753 |  | HVAC humid year | 1373286.5739 | 13859447.5617 | 54414328.9259 | 331106.2753 |  | HVAC humid year | 0 | 0 | 0 | 0
Q light year | 47866878.3319 | 473973959.0559 | 1771585160.9608 | 14484253.5011 |  | Q light year | 58706020.7243 | 601199563.8793 | 1845114555.959 | 9837588.5627 |  | Q light year | 0.18463 | 0.21162 | 0.039851 | -0.47234
Q water year | 113577.4792 | 2520259.3919 | 2926485.4124 | 0 |  | Q water year | 50478.8796 | 1120115.2853 | 1300660.1833 | 0 |  | Q water year | -1.25 | -1.25 | -1.25 | #DIV/0!
AC P year | 8376778.2365 | 120481499.9638 | 0 | 0 |  | AC P year | 13803381.5506 | 164952519.4197 | 0 | 0 |  | AC P year | 0.39314 | 0.2696 | #DIV/0! | #DIV/0!
DH P year | 0 | 0 | 0 | 0 |  | DH P year | 0 | 0 | 0 | 0 |  | DH P year | #DIV/0! | #DIV/0! | #DIV/0! | #DIV/0!
HEAT_P year | 8401774.0854 | 11486974.359 | 0 | 16564934.8205 |  | HEAT_P year | 11446079.3398 | 15991026.9594 | 0 | 23815070.6598 |  | HEAT_P year | 0.26597 | 0.28166 | #DIV/0! | 0.30443
Water pumping year | 85724.4148 | 1902205.992 | 2208811.5631 | 0 |  | Water pumping year | 38099.7399 | 845424.8853 | 981694.0281 | 0 |  | Water pumping year | -1.25 | -1.25 | -1.25 | #DIV/0!
water_year | 22866.5278 | 507403.2455 | 589188.6371 | 0 |  | water_year | 10162.9013 | 225512.5536 | 261861.6165 | 0 |  | water_year | -1.25 | -1.25 | -1.25 | #DIV/0!
ET_year | 323.7861 | 592.7413 | 4491.8555 | 80.712 |  | ET_year | 412.0847 | 754.3858 | 4680.0319 | 60.9631 |  | ET_year | 0.21427 | 0.21427 | 0.040208 | -0.32395
CO2-year | 0 | 128353.9549 | 971604.1738 | 0 |  | CO2-year | 0 | 427846.5164 | 971604.1738 | 0 |  | CO2-year | #DIV/0! | 0.7 | 0 | #DIV/0!
| **Assumed commercial electric rate of $0.10/kWh for all of these calcs |  |  |  | kWh/lb-flower
| Electrical Cost Per Year ($/ft^2) | Mine |  |  | 1256 | 1817.3118 | 293.7572
[63] | 10.8076 |  |  |  | 1202 | 5317.376 | 859.5211
[63] | 11.2932 | 121.5586 |  |  | 1136
[63] | 10.2142
Other way of calculating (min) | 3.341 | 35.962
Other way of calculating (max) | 9.7756 | 105.2232
Mills | 17.0694 | $/cycle-ft^2
[65] | 1.44 | 15.5
MILLS LIGHTING VALIDATION
2307910.2518 | All locations kWh/yr
2459.9819 | kWh/ft^2 | ME
2246 | kWh/ft^2-year | MILLS
Q_light_year (max and min)
Palm Springs | 47866878.3319 | 473973959.0559 | 1771585160.9608 | 14484253.5011 | 2307910251.8496
Barrow | 47866878.3319 | 473973959.0559 | 1771585160.9608 | 14484253.5011 | 2307910251.8496
GHG Validation
| carbon footprint (kg co2e/FU) | FU
Orchids | 30.8 | 2 orchids at POS
Roses | 21.5 | 10 roses at POS
Vertical Farming (lettuce) | 5744 | kg co2/ton lettuce |  |  | kg co2 | tons lettuce | ha
| 6331.6744 | kg CO2e/tonne lettuce |  |  | ton lettuce | ha | m2
| 6.3317 | kg CO2e/kg lettuce
| 2400 | tons lettuce per ha VF
| 13785600 | kg CO2e/ha
| 1378.56 | kg CO2e/m2 VF lettuce
| 5480.2204 | kg co2e/kg-bud |  |  | kg co2e | kg bud | yr
| 9231479.5327 | kg Co2e/yr |  |  | kg bud | yr | m2
| 9839.7553 | kg CO2e/m2

## Transportation
Transportation Inventory (Items that need transport to grow facility) | Amount | Units | tonnes/yr
Biofungicide (Folpet) | 3020.4871 | kg/yr | 3.0205 |  | 23 | 3020.4871 | 3020.4871 | 1
Soil Amendments (Perlite) | 156397.2799 | kg/yr | 156.3973 |  | 19 | 156397.2799 | 156397.2799 | 1
Ammonium Nitrate (N) | 401.3982 | kg/yr | 0.4014 |  | 15 | 401.3982 | 401.3982 | 1
Triple Superphosphate (P) | 893.42 | kg/yr | 0.89342 |  | 16 | 893.42 | 893.42 | 1
Potassium Chloride (K) | 610.0988 | kg/yr | 0.6101 |  | 17 | 610.0988 | 610.0988 | 1
Neem oil for insecticide | 2839.5741 | liters/yr | 2.584 |  | 20 | 2584.0124 | 2584.0124 | 1
Surfactant mixed with neem oil application | 559.8413 | liters/yr | 0.52177 |  | 22 | 521.7721 | 521.7721 | 1
Carbon Dioxide | 1099958.1287 | kg CO2/yr | 1099.9581 |  | 14 | 1399450.6902 | 1099958.1287 | 0.78599
Coco Coir as Soil | 110800.4282 | kg/yr | 110.8004 |  | 18 | 110800.4282 | 110800.4282 | 1
Transportation Distances | Distance (miles) | Distance (km)
From Manufacturing to Distribution | 500 | 804.67
From Distribution to Retail | 50 | 80.467
From Retail to Grow Facility | 10 | 16.0934
67378.2212
| Transportation Emissions (kg CO2e/kg-bud) |  |  |  |  | 1375.187
| Lorry (16-32 ton) | Light Duty Truck | Passenger Vehicle
Biofungicide (Folpet) | 0.24404 | 0.28007 | 0.016216
Soil Amendments (Perlite) | 12.6359 | 14.5015 | 0.83965
Ammonium Nitrate (N) | 0.03243 | 0.037218 | 0.002155
Triple Superphosphate (P) | 0.072183 | 0.08284 | 0.0047965
Potassium Chloride (K) | 0.049292 | 0.05657 | 0.0032754
Neem oil for insecticide | 0.20877 | 0.2396 | 0.013873
Surfactant mixed with neem oil application | 0.042156 | 0.04838 | 0.0028012
Carbon Dioxide | 88.8694 | 101.9904 | 5.9053 |  |  | Transportation Distances | Distance (miles)
Coco Coir as Soil | 8.952 | 10.2736 | 0.59485 |  |  | From Manufacturing to Distribution | 500 | transport, freight, lorry 16-32 metric ton, EURO5 ¦ transport, freight, lorry 16-32 metric ton, EURO5 ¦ Cutoff, S
| 111.1061 | 127.5102 | 7.383 |  |  | From Distribution to Retail | 50 | transport, freight, light commercial vehicle ¦ transport, freight, light commercial vehicle ¦ Cutoff, S
[6 empty] | From Retail to Grow Facility | 10 | market for transport, passenger car, medium size, petrol, EURO 5 ¦ transport, passenger car, medium size, petrol, EURO 5 ¦ Cutoff, S
Transportation Inventory (Items that need transport away from facility) | Amount | Units
Waste from Plants | 13022.5488 | kg waste/yr | 13.0225
Clone Soil Waste | 3908.7739 | kg/yr | 3.9088
Veg Soil Waste | 156348.3947 | kg/yr | 156.3484
Flower Soil Waste | 218887.7525 | kg/yr | 218.8878
Transportation Distances | Distance (miles) | Distance (km)
Distance to landfill | 25 | 40.2335
[5 empty] | old GHGs | new GHGs | %increase
| Transportation Emissions (kg CO2e/kg-bud) |  |  |  | 2200 | 2464.1807 | 10.72%
| Light Duty Truck |  |  |  | 5020 | 5284.1807 | 4.999%
Waste from Plants | 0.60374
Clone Soil Waste | 0.18121
Veg Soil Waste | 7.2485
Flower Soil Waste | 10.1479 |  |  |  |  | 392167.4698
18.1813
Name | Rec Dispensaries | Cultivators | Average Miles |  |  | Annual Cannabis Yield | 2547.9465 | kg/year
Native Roots | 16 | 3 | 50.85 |  |  | Annual Volume Yield | 44.1841 | m^3 of bud/yr
The Green Solution | 16 | Unknown | 100.08
LivWell | 10 | 1 | 100 |  |  | Van Size | 319 | ft3
[6 empty] | Ratio of Space for Cannabis | 5% | of van can be dried bud
Average |  |  | 83.6433 |  |  | Volume of Bud/Trip | 15.95 | ft3
[6 empty] | # of Trips | 97.8275 | trips/yr
Native Roots
| CULTIVATORS |  |  |  |  | Gallons per Year | 341.5558 | gallons/yr
[7 empty] | 1.2929 | m^3/yr
| Location | Denver, CO |  |  |  |  | 968.2742 | kg/yr
| Name | Native Roots Cultivation Facility |  |  |  |  | 43572.339 | MJ-gas/yr
| Type | Indoor |  |  |  |  | 12103.4275 | kWh-gas/yr
| Dispensary | Location | Miles
1 | Native Roots Dispensary Longmont | Longmont, CO | 38.3
2 | Native Roots Dispensary Boulder | Boulder, CO | 28.9
3 | Native Roots Dispensary Tower | Denver, CO | 0
4 | Native Roots Dispensary North Denver | Denver, CO | 0
5 | Native Roots Dispensary Highlands | Denver, CO | 0 |  |  |  | 22 | lbs
6 | Native Roots Dispensary Edgewater | Edgewater, CO | 5.1 |  |  |  | 10 | kg co2/gallon
7 | Native Roots Wellness | Denver, CO | 0 |  |  |  | 10 | miles per gallon
8 | Native Roots Dispensary West Denver | Denver, CO | 0 |  |  |  | 1 | kg CO2/mile
9 | Native Roots Dispensary South Denver | Denver, CO | 0 |  |  |  | 100
10 | Native Roots Dispensary Littleton | Littleton, CO | 11.3
11 | Eagle-Vail | Vail, CO | 97.1
12 | Native Roots Dispensary Aspen | Aspen, CO | 198
13 | Native Roots Dispensary Dillon | Silverthorne, CO | 67.2
14 | Native Roots Dispensary Frisco | Frisco, CO | 71.6
15 | Native Roots Dispensary Trinidad | Trinidad, CO | 199
16 | Native Roots Dispensary Vail | Vail, CO | 97.1
|  | Total | 813.6
|  | Average | 50.85
The Green Solution
CULTIVATORS
|  | Location | Oak Creek, CO
|  | Name | Honest Marijuana Co
|  | Type | Organic Indoor Soil
|  | Dispensary | Location | Miles
| 1 | The Green Solution- Silver Plume | Silver Plume, CO | 122
| 2 | The Green Solution- Fort Collins | Fort Collins, CO | 216
| 3 | The Green Solution- Northglenn | Northglenn, CO | 164
| 4 | The Green Solution- Westmenster | Denver, CO | 156
| 5 | The Green Solution- Edgewater | Edgewater, CO | 153
| 6 | The Green Solution- Union Station | Denver, CO | 156
| 7 | The Green Solution-West Denver | Denver, CO | 156
| 8 | The Green Solution- Sheridan | Sheridan, CO | 158
| 9 | The Green Solution- North Denver | Denver, CO | 156
| 10 | The Green Solution- Glendale | Glendale, CO | 161
| 11 | The Green Solution- West Aurora | Aurora, CO | 172
| 12 | The Green Solution- East Aurora | Aurora, CO | 172
| 13 | The Green Solution- Central Aurora | Aurora, CO | 172
| 14 | The Green Solution- South Aurora | Aurora, CO | 172
| 15 | The Green Soluion- Southeast Aurora | Aurora, CO | 172
| 16 | The Green Soluion- Trinidad | Trinidad, CO | 350
|  |  | Total | 2808
|  |  | Average | 175.5
**Assuming Denver From Job posting for cultivator
|  | Location | Denver, CO
|  | Name | The Green Solution
|  | Type | Indoor
|  | Dispensary | Location | Miles
| 1 | The Green Solution- Silver Plume | Silver Plume, CO | 51
| 2 | The Green Solution- Fort Collins | Fort Collins, CO | 65.6
| 3 | The Green Solution- Northglenn | Northglenn, CO | 13.3
| 4 | The Green Solution- Westmenster | Denver, CO | 0
| 5 | The Green Solution- Edgewater | Edgewater, CO | 5.1
| 6 | The Green Solution- Union Station | Denver, CO | 0
| 7 | The Green Solution-West Denver | Denver, CO | 0
| 8 | The Green Solution- Sheridan | Sheridan, CO | 9.8
| 9 | The Green Solution- North Denver | Denver, CO | 0
| 10 | The Green Solution- Glendale | Glendale, CO | 4.8
| 11 | The Green Solution- West Aurora | Aurora, CO | 9.2
| 12 | The Green Solution- East Aurora | Aurora, CO | 9.2
| 13 | The Green Solution- Central Aurora | Aurora, CO | 9.2
| 14 | The Green Solution- South Aurora | Aurora, CO | 9.2
| 15 | The Green Soluion- Southeast Aurora | Aurora, CO | 9.2
| 16 | The Green Soluion- Trinidad | Trinidad, CO | 199
|  |  | Total | 394.6
|  |  | Average | 24.6625
**It is hard to tell which of Willes Reserves growers are actualy shipping to the green solution
|  | Location | Unknown
|  | Name | Willies Reserve
|  | Type | Outdoor/Indoor
|  | Dispensary | Location | Miles
| 1 | The Green Solution- Silver Plume | Silver Plume, CO
| 2 | The Green Solution- Fort Collins | Fort Collins, CO
| 3 | The Green Solution- Northglenn | Northglenn, CO
| 4 | The Green Solution- Westmenster | Denver, CO
| 5 | The Green Solution- Edgewater | Edgewater, CO
| 6 | The Green Solution- Union Station | Denver, CO
| 7 | The Green Solution-West Denver | Denver, CO
| 8 | The Green Solution- Sheridan | Sheridan, CO
| 9 | The Green Solution- North Denver | Denver, CO
| 10 | The Green Solution- Glendale | Glendale, CO
| 11 | The Green Solution- West Aurora | Aurora, CO
| 12 | The Green Solution- East Aurora | Aurora, CO
| 13 | The Green Solution- Central Aurora | Aurora, CO
| 14 | The Green Solution- South Aurora | Aurora, CO
| 15 | The Green Soluion- Southeast Aurora | Aurora, CO
| 16 | The Green Soluion- Trinidad | Trinidad, CO
|  |  | Total | 0
|  |  | Average | 0
LivWell
CULTIVATORS
|  | Location | Denver, CO
|  | Name | LivWell
|  | Type | Indoor-unknown
|  | Dispensary | Location | Miles
| 1 | LivWell- Stapleton | Denver, CO | 0
| 2 | livWell- Franklin | Denver, CO | 0
| 3 | LivWell- Pearl | Denver, CO | 0
| 4 | LivWell- Larimer | Denver, CO | 0
| 5 | LivWell- Broadway | Denver, CO | 0
| 6 | LivWell- Evans | Denver, CO | 0
| 7 | LivWell- Garden City | Garden City, CO | 61.3
| 8 | LivWell- Mancos | Mancos, CO | 361
| 9 | LivWell- Cortez | Cortez, CO | 379
| 10 | LivWell- Trinidad | Trinidad, CO | 199
|  |  | Total | 1000.3
|  |  | Average | 100.03

## Fuel Economy (hidden)
Table 4-23: Average Fuel Efficiency of U.S. Light Duty Vehicles
| 1980 | 1985 | 1990 | 1991 | 1992 | 1993 | 1994 | 1995 | 1996 | 1997 | 1998 | 1999 | 2000 | 2001 | 2002 | 2003 | 2004 | 2005 | 2006 | 2007 | 2008 | 2009 | 2010 | 2011 | 2012 | 2013 | 2014 | 2015 | 2016
Average U.S. light duty vehicle fuel efficiency (mpg) (calendar year) | 14.9 | 16.5 | 18.8 | 19.5 | 19.5 | 19.2 | 19.3919 | 19.6 | 19.6131 | 19.7 | 19.6 | 19.617 | 20.0259 | 20.2355 | 20.0817 | 19.5002 | 19.6447 | 20.1741 | 20.4358 | 21.2752 | 21.8249 | 21.6964 | 21.5253 | 21.4277 | 21.5339 | 21.6348 | 21.403 | 21.9793 | 22.0385
Light duty vehicle, short wheel basea,b | 15.9835 | 17.5159 | 20.3245 | 21.1991 | 21.0451 | 20.5904 | 20.8043 | 21.1289 | 21.2342 | 21.5 | 21.4 | 21.4115 | 21.9022 | 22.1365 | 21.9749 | 22.1601 | 22.5444 | 22.0674 | 22.5378 | 22.8656 | 23.6548 | 23.5322 | 23.3412 | 23.1588 | 23.2824 | 23.4104 | 23.2033 | 23.8566 | 23.9569
Light duty vehicle, long wheel basea | 12.2261 | 14.2878 | 16.1346 | 16.9923 | 17.2703 | 17.4032 | 17.3338 | 17.3235 | 17.2433 | 17.2 | 17.1 | 17.0761 | 17.4363 | 17.6229 | 17.4942 | 16.1969 | 16.1969 | 17.6842 | 17.8378 | 17.0731 | 17.3364 | 17.2928 | 17.1778 | 17.0987 | 17.1221 | 17.1595 | 17.0978 | 17.3408 | 17.3976
New vehicle fuel efficiency (mpg)c (model year)
Light-duty vehicle
Passenger car | 24.3 | 27.6 | 28 | 28.4 | 27.9 | 28.4 | 28.3 | 28.6 | 28.5 | 28.7 | 28.8 | 28.3 | 28.5 | 28.8 | 29 | 29.5 | 29.4916 | 30.3211 | 30.0877 | 31.2423 | 31.4694 | 32.9005 | 33.938 | 33.1266 | 35.2709 | 36.3999 | 36.5374 | 37.2432 | 37.6848
Domestic | 22.6 | 26.3 | 26.9 | 27.3 | 27 | 27.8 | 27.5 | 27.7 | 28.1 | 27.8 | 28.6 | 28 | 28.7 | 28.7 | 29.1 | 29.1 | 29.9 | 30.5 | 30.3 | 30.6 | 31.2 | 32.1 | 33.1 | 32.7 | 34.8 | 36.1 | 36.3 | 37.2 | 37.3
Imported | 29.6 | 31.5 | 29.9 | 30.1 | 29.2 | 29.6 | 29.7 | 30.3 | 29.6 | 30.1 | 29.2 | 29 | 28.3 | 29 | 28.8 | 29.9 | 28.7 | 29.9 | 29.7 | 32.2 | 31.8 | 33.8 | 35.2 | 33.7 | 36 | 36.8 | 36.9 | 37.3 | 38.2
Light truck (<8,500 lbs GVWR)d | 18.5 | 20.7 | 20.8 | 21.3 | 20.8 | 21 | 20.8 | 20.5 | 20.8 | 20.6 | 21 | 20.9 | 21.3 | 20.9 | 21.4 | 21.8 | 21.5 | 22.1 | 22.5 | 23.1 | 23.6 | 24.8 | 25.2 | 24.7 | 25 | 25.7 | 26.5 | 27.3 | 27.4
CAFE standards (mpg)c (model year)
Passenger car | 20 | 27.5 | 27.5 | 27.5 | 27.5 | 27.5 | 27.5 | 27.5 | 27.5 | 27.5 | 27.5 | 27.5 | 27.5 | 27.5 | 27.5 | 27.5 | 27.5 | 27.5 | 27.5 | 27.5 | 27.5 | 27.5 | 27.5 | 30.1706 | 32.9747 | 33.4999 | 34.2374 | 35.4592 | 36.8848
Light trucke | U | 19.5 | 20 | 20.2 | 20.2 | 20.4 | 20.5 | 20.6 | 20.7 | 20.7 | 20.7 | 20.7 | 20.7 | 20.7 | 20.7 | 20.7 | 20.7 | 21 | 21.6 | 22.2 | 22.4 | 23 | 23.4 | 24.3 | 25.3 | 25.9 | 26.3 | 27.6 | 28.8
KEY: CAFE = Corporate Average Fuel Economy; GVWR = gross vehicle weight rating; mpg = miles per gallon; U = data are not available.
a 1960-2006 data are for Passenger car and Other 2-axle, 4-tire vehicles, respectively. The data from 1960-2006 are not comparable to the data from 2007-14.
b From 1980 to 1994, Light duty vehicle, short wheel base (previously Passenger car) fuel efficiency includes motorcycles.
c Assumes 55% city and 45% highway-miles. The source calculated average miles per gallon for light-duty vehicles by taking the reciprocal of the sales-weighted average of gallons per mile. This is called the harmonic average.
d Beginning with FY 1999, the total Light truck fleet ceased to be categorized by either domestic or import fleets.
e No combined figure is available for 1980. In 1980, CAFE standard for 2 wheel drive, and 4 wheel drive light trucks were 16.0, and 14.0 mpg respectively.
NOTES
Data for 2007-14 were calculated using a new methodology developed by FHWA. Data for these years are based on new categories and are not comparable to previous years. The new category Light duty vehicle, short wheel base includes passenger cars, light trucks, vans and sport utility vehicles with a wheelbase (WB) equal to or less than 121 inches. The new category Light duty vehicle, long wheel base includes large passenger cars, vans, pickup trucks, and sport/utility vehicles with wheelbases (WB) larger than 121 inches.
The fuel efficiency figures for Light duty vehicles represent the sales-weighted harmonic average of the combined Passenger car and Light truck fuel economies.
SOURCES
Average U.S. light duty vehicle fuel efficiency:
Passenger car:
1980-94: U.S. Department of Transportation, Federal Highway Administration, Highway Statistics Summary to 1995, table VM-201A, available at http://www.fhwa.dot.gov/policyinformation/statistics.cfm as of Oct. 6, 2011.
1995-2016: Ibid., Highway Statistics (Washington, DC: Annual Issues), table VM-1, available at http://www.fhwa.dot.gov/policyinformation/statistics.cfm as of May 16, 2018.
Light duty vehicle, short wheel base:
2007-16: U.S. Department of Transportation, Federal Highway Administration, Highway Statistics (Washington, DC: Annual Issues), table VM-1, available at http://www.fhwa.dot.gov/policyinformation/statistics.cfm as of May 16, 2018.
Other 2-axle 4-tire vehicle:
1980-94: U.S. Department of Transportation, Federal Highway Administration, Highway Statistics Summary to 1995, table VM-201A, available at http://www.fhwa.dot.gov/policyinformation/statistics.cfm as of Oct. 6, 2011.
1995-2006: Ibid., Highway Statistics (Washington, DC: Annual Issues), table VM-1, available at http://www.fhwa.dot.gov/policyinformation/statistics.cfm as of Oct. 6, 2011.
Light duty vehicle, long wheel base:
2007-16: U.S. Department of Transportation, Federal Highway Administration, Highway Statistics (Washington, DC: Annual Issues), table VM-1, available at http://www.fhwa.dot.gov/policyinformation/statistics.cfm as of May 16, 2018.
New vehicle fuel efficiency (based on model year production) and CAFE standards:
1960-2014: U.S. Department of Transportation, National Highway Traffic Safety Administration, Summary of Fuel Economy Performance (Washington, DC: Annual Issues), available at http://www.nhtsa.gov/fuel-economy as of Mar. 3, 2016.
2015-16: U.S. Department of Transportation, National Highway Traffic Safety Administration, Fleet Fuel Economy Performance Report, available at https://one.nhtsa.gov/cafe_pic/CAFE_PIC_fleet_LIVE.html as of May 16, 2018.

## Conversions
Matlab Array # | Category | Property | Baseline | Unit | Source | Converted Value | Unit | Comments
1 | Mass | 1 ton | 2000 | lbs | Google | 2000 | lbs
2 | Mass | 1 ton | 907.185 | kgs | Google | 907.185 | kgs
3 | Mass | 1 tonne | 1000 | kgs | Google | 1000 | kgs
4 | Mass | 1 tonne | 1.1023 | tons | Google | 1.1023 | tons
5 | Mass | 1 lb | 453.582 | grams | Google | 453.582 | grams
6 | Mass | 1 kg | 1000 | grams | Google | 1000 | grams
7 | Mass | 1 kg | 2.2046 | lbs | Google | 2.2046 | lbs
8 | Volume | 1 gal | 3.7854 | Liters | Google | 3.7854 | Liters
9 | Volume | 1 gal | 0.0037854 | m^3 | Google | 0.0037854 | m^3 |  | HP_to_kW*kW_to_W*day_to_hour*year_to_day
10 | Volume | 1 m ^3 | 1000 | L | Google | 1000 | L
11 | Volume | 1 ft^3 | 0.028317 | m^3 | Google | 0.028317 | m^3
12 | Volume | 1 m^3 | 1000000 | cm^3 | Google | 1000000 | cm^3 |  | HP | kW | W | hr
13 | Energy | 1 kWh | 3.6 | MJ | Google | 3.6 | MJ |  | hr | HP | kW | day
14 | Energy | 1 MJ | 1000 | kJ | Google | 1000 | kJ
15 | Energy | 1 MJ | 0.27778 | kWh | Google | 0.27778 | kWh
16 | Power | 1 kW | 1000 | W | Google | 1000 | W
17 | Power | 1 MW | 1000 | kW | Google | 1000 | kW
18 | Energy | 1 kJ | 1000 | J | Google | 1000 | J
19 | Time | 1 Hour | 60 | min | Google | 60 | min
20 | Time | 1 min | 60 | seconds | Google | 60 | seconds
21 | Time | 1 week | 7 | days | Google | 7 | days
22 | Power | 1 HP | 0.7457 | kW | Google | 0.7457 | kW
23 | Power | 1 BTU | 1055.06 | J | Google | 1055.06 | J
24 | Area | 1 acre | 4046.86 | m^2 | Google | 4046.86 | m^2
25 | Area | 1 m^2 | 10.7639 | ft^2 | Google | 10.7639 | ft^2
26 | Area | 1 km^2 | 247.105 | acre | Google | 247.105 | acre
27 | Weight | 1 lb = | 16 | oz. | Google | 16 | oz.
28 | Time | 1 year = | 365 | days | Google | 365 | days
29 | Energy | 1 W = | 3.412 | BTU/hr | Google | 3.412 | BTU/hr | Was using this in code to find heating load of lights (BTU's), but ultimately cancels when I convert back to W's
30 | Length | 1 foot = | 0.3048 | m | Google | 0.3048 | m
31 | Time | 1 day = | 24 | hours | Google | 24 | hours
32 | Volume | 1 gallon = | 8 | pints | Google | 8 | pints
33 | Volume | 1 m^3 = | 2113.3774 | pints | Google | 2113.3774 | pints
34 | Light | 1 W/m^2 = | 4.6 | micromole/s | [1] |  | micromole/s
35 | Volume | 1 ft3 | 1728 | in3 | Google | 1728 | in3
36 | Mass | 1 oz | 28.3495 | grams | Google | 28.3495 | grams
37 | Volume | 1 L | 4.2268 | cups | Google | 4.2268 | cups
38 | Area | 1 acre = | 0.40469 | hectares | Google | 0.40469 | hectares
39 | Length | 1 foot = | 12 | inches | Google | 12 | inches
40 | volume | 1 acre-foot = | 325851 | gallons | Google | 325851 | gallons
41 | Volume | 1 oz | 2.9574e-05 | m3 | Google | 2.9574e-05 | m3
42 | Volume | 1 teaspoon = | 0.0049289 | L | Google | 0.0049289 | L
43 | Length | 1 mile = | 1.6093 | km | Google | 1.6093 | km
44 | area | 1 hectare = | 10000 | m2 | Google | 10000 | m2
| Source | [5 empty] | Link
[1] | Lighting Conversion | [5 empty] | https://www.researchgate.net/post/Can_I_convert_PAR_photo_active_radiation_value_of_micro_mole_M2_S_to_Solar_radiation_in_Watt_m22

## Properties
Matlab Array # | Category | Property | High | Baseline | Low | Unit | Source | Converted Value | Units | Comments
1 | Natural Gas | Higher Heating Value |  | 55.2 |  | MJ/kg | [1] | 55.2 | MJ/kg
2 | Natural Gas | Density |  | 0.8 |  | kg/m^3 | Engineering Toolbox | 0.8 | kg/m^3
3 | Natural Gas | Heat per Volume |  | 1041.5 |  | BTU/ft^3 | [2] | 38.8054 | MJ/m3
4 | Water | Density |  | 999.7 |  | kg/m^3 | Google | 999.7 | kg/m^3
5 | Air | Density |  | 1.225 |  | kg/m^3 | Engineering Toolbox | 1.225 | kg/m^3
6 | Air | Specific Heat |  | 1005 |  | KJ/kg-K | Engineering Toolbox | 1005 | KJ/kg-K
7 | Carbon Dioxide | Density (Liquid) |  | 771 |  | g/L | [3] | 771 | g/L
8 | Water | Enthalpy Water @ 25 C |  | 104830 |  | J/kg | [4] | 104830 | J/kg
9 | Compressed CO2 | specific volume |  | 8.714 |  | ft^3/lb | [5] | 8.714 | ft^3/lb
10 | Water | Specific Heat |  | 4180 |  | J/kg-K | Engineering Toolbox | 4180 | J/kg-K
11 | Gasoline | Energy Density |  | 45 |  | MJ/kg | Engineering Toolbox | 45 | MJ/kg
12 | Gasoline | Density |  | 748.9 |  | kg/m^3 | [6] | 748.9 | kg/m^3
13 | Water | Latent Heat of Vaporization |  | 2430000 |  | J/kg | Engineering Toolbox | 2430000 | J/kg
14 | peat moss | Density |  | 400 |  | kg/m^3 | Google | 400 | kg/m^3
15 | Fertilizer (Miracle Grow) | Bulk Density |  | 800 |  | g/L | [7] | 800 | kg/m^3
16 | Water | Enthalpy Liq @ 20 C |  | 397.0825 |  | kJ/kg | Thermo Text | 397082.4544 | kJ/kg | 84.576 kPa
17 | Water | Enthalpy Vap @ 100 C |  | 2667.2263 |  | KJ/kg | Thermo Text | 2667226.304 | KJ/kg | 84.576 kPa
18 | perlite | Density |  | 1100 |  | kg/m^3 | Google | 1100 | kg/m^3
19 | coco | Density |  | 333.9859 |  | kg/m^3 | https://www.walmart.com/ip/FoxFarm-FX14100-Bush-Doctor-Coco-Loco-Plant-Garden-Potting-Soil-Mix-2-Cubic-Ft/194569731?wmlspartner=wlpa&selectedSellerId=1187&adid=22222222227053299007&wl0=&wl1=g&wl2=c&wl3=153877461783&wl4=pla-265417260405&wl5=9028895&wl6=&wl7=&wl8=&wl9=pla&wl10=112549749&wl11=online&wl12=194569731&veh=sem&gclid=EAIaIQobChMI46nT_7f85QIViB-tBh0zSAjiEAQYBCABEgIr4_D_BwE | 333.9859 | kg/m^3
20 | neem oil | Density |  | 0.91 |  | grams/cm3 | [8] | 910 | kg/m^3
21 | soap | density |  | 0.932 |  | grams/cm3 | Google | 932 | kg/m^3 | Dawn Liquid Soap
Sources
| [1] | Chemical Book - Mineral Oil |  |  |  | https://chemicalbook.com/ProductChemicalPropertiesCB4111739_EN.htm
| [2] | Central Arizona Project Final 2019-2024 Rate Schedule |  |  |  | https://cap-az.com/documents/departments/finance/Final-2019-2024-CAP-Water-Rate-Schedule-06-07-18.pdf
| [3] | Carbon Dioxide Properties |  |  |  | https://www.carbon-dioxide-properties.com/aboutco2.aspx
| [4] | Thermo Text, Cengel
| [5] | CO2 meter |  |  |  | https://www.co2meter.com/blogs/news/41003521-co2-calculator-for-grow-room-or-indoor-greenhouse
| [6] | Gasoline Properties |  |  |  | https://www.aqua-calc.com/page/density-table/substance/gasoline
| [7] | MSDS Miracle Grow |  |  |  | https://www.oregon.gov/ode/educator-resources/standards/science/Documents/Current-Lesson-Materials-MS/msds-miracle-gro.pdf
| [8] | Functional properties of neem oil as potential feedstock for biodiesel
|  |  |  | liters | plants | kg | m3 | kg
|  |  |  | plant-harvest | harvest | m3 | liters | harvest

## Sources
|  | Name | Link
| [1] | Market Size and Demand for Marijuana in Colorado: 2017 Market Update | https://www.colorado.gov/pacific/sites/default/files/MED%20Demand%20and%20Market%20%20Study%20%20082018.pdf
| [3] | Growers Network - Largest Cannabis Producers in North America | https://growersnetwork.org/industry/largest-cannabis-producers-in-north-america-2018/
| [4] | High Time for Conservation: Adding the Environment to the Debate on Marijuana Liberalization | https://academic.oup.com/bioscience/article/65/8/822/240374
| [5] | Not so green: how the weed industry is a glutton for fossil fuels | https://www.theguardian.com/society/2017/jun/20/cannabis-climate-change-fossil-fuels
| [6] | Pot is power hungry | https://www.theguardian.com/us-news/2016/feb/27/marijuana-industry-huge-energy-footprint
| [7] | The indoor/outdoor medical grower's bible | https://books.google.com/books?hl=en&lr=&id=fERzFsZhdxYC&oi=fnd&pg=PR1&dq=greenhouse+marijuana+temperature&ots=t3RvepNENv&sig=4EPRmvOScYeECLnY5jZrhjSCguA#v=onepage&q=greenhouse%20marijuana%20temperaturetemperature&f=false
| [8] | Drayton's MarijuanaInputs.xls file
| [9] | How to grow weed blog | https://productiongrower.com/blogs/how-to-grow-weed/
| [10] | Propane Heating Efficiencies | https://www.aga.org/natural-gas/in-your-home/heating/
| [11] | Mills Paper "Carbon Footprint of Cannabis" | Background Lit Folder
| [12] | Royal Queen Seeds | https://www.royalqueenseeds.com/content/143-the-cannabis-cultivation-timeline
| [13] | Marijuana's Grow Bible | Background Lit Folder
| [14] | Air Change Calculations | https://www.greencultured.co/essential-air-marijuana-growing-rooms/
| [15] | Ballast Loss Factors | http://c03.apogee.net/contentplayer/?coursetype=lite&utilityid=elpaso&id=10425
| [16] | Heat from Grow Lights | http://boulderlamp.com/heat-generated-by-a-grow-light/
| [17] | ASHRAE Evap Cooling | HVAC Systems and Equipment (SI ed.). Atlanta, GA: American Society of Heating Refrigeration and Air-conditioning Engineers (ASHRAE). 2012. p. 41.1.
| [18] | Recommended R-values by state | http://www.applegateinsulation.com/Product-Info/Technical-Pages/249732.aspx
| [19] | Irrigation Efficiencies PDF | file:///C:/Users/hsummers/Downloads/Howell-Irrig20Efficiency-Ency20Water20Sci.pdf
| [20] | Great River Energy (2014)
| [21] | Canarm Exhaust Fan with Aluminum Louver Shutter - 24' | https://www.farmtek.com/farm/supplies/prod1;ft_cooling_fans-ft_exhaust_fans;pgcf1750_CF1770.html
| [22] | Conference Proceding for Green Technology | http://iopscience.iop.org/article/10.1088/1755-1315/60/1/012028/pdf
| [23] | High Time to Assess the Environmental Impacts of cannabis Cultivation | U:\Colorado State\Other\Cannabis\Background Lit
| [24] | DB Transport Data (Tab)
| [25] | Suzy Seeds | https://suzyseeds.com/cannabis-seeds/growing-your-own/germination
| [26] | Freedom Leaf | https://www.freedomleaf.com/outdoor-cannabis-cultivation-guide/
| [27] | Small Tonnage Chillers | https://surna.com/product/climate-control/small-tonnage-commercial-chillers/
| [28] | Cannabis Business Times | https://www.cannabisbusinesstimes.com/article/measuring-yield/
| [29] | Grow Weed Easy.Com | https://www.growweedeasy.com/cloning-made-easy
| [30] | Stulz White Paper | U Drive: Background Lit Folder
| [31] | 2017 Presentation in U Drive | file:///U:/Colorado%20State/Other/Cannabis/Background%20Lit/2017-9-Presentation-Marijuana-Grow.pdf
| [32] | Small Dehumidifier (2nd ranked off of a blog) | https://www.amazon.com/JHS-Powerful-Conditioner-A001-10KR-Dehumidifier/dp/B071VYD4WZ/ref=sr_1_5?creativeASIN=B071VYD4WZ&linkCode=w61&imprToken=HYcHXZ0l7vjGkiW4gDf.Xw&slotNum=2&ie=UTF8&qid=1537033205&sr=8-5&keywords=grow+tent+dehumidifiers
| [33] | Quest 506 Spec Sheet | https://www.questclimate.com/wp-content/uploads/2018/08/Quest_506_Spec.pdf
| [34] | Air Change Range | https://www.nafahq.org/cannabis-facilities-air-filtration-uv-c-air-disinfection-and-odor-removal/
| [35] | Organic Alternative Data Exchange/Interviews
| [36] | CO2 concentrations | https://www.maximumyield.com/mastering-co2-ideal-co2-levels-for-growing-marijuana/2/4073
| [37] | Extractor Fan Sizing | https://www.pattersonfan.com/uploads/2/9/7/4/29747215/ubb___ubx_specs.pdf
| [38] | Clip Fan Sizing | https://www.uline.com/Product/Detail/H-1422/Fans-Heaters-AC-and-Dehumidifiers/Industrial-Wall-Mount-Fan-30?pricode=WA9195&gadtype=pla&id=H-1422&gclid=EAIaIQobChMImM-UmMLi4gIVzcDACh0D2gdZEAQYAiABEgKTkPD_BwE&gclsrc=aw.ds
| [39] | Los Suenos Data Exchange (Spreadsheet)
| [40] | Water Temperature Setpoing | https://www.maximumyield.com/regulating-and-maintaining-reservoir-temperature/2/2350
| [41] | Colorado State Level Emissions by Sector | https://www.colorado.gov/pacific/sites/default/files/AP-COGHGInventory2014Update.pdf
| [42] | Outdoor Growth Timeline | https://www.royalqueenseeds.com/blog-growing-cannabis-outdoors-and-off-the-grid-part-1-getting-started-n953
| [43] | Outdoor water needs | https://www.jainsusa.com/blog/water-demands-for-cannabis
| [44] | Outdoor water needs 2 | https://www.leafly.com/news/growing/outdoor-cannabis-grows-101-everything-you-need-to-start-growing-o
| [45] | COP and Nth, heat vs. cool | https://smarterhouse.org/cooling-systems/types-cooling-systems
| [46] | U.S. Domestic Water Line Temps | http://www.gfxtechnology.com/WaterTemp.pdf
Didn't use | [47] | Wattage per square foot! | https://growace.com/blog/how-many-grow-lights-do-your-plants-need/
| [48] | Night evapotransportation and VPD description | https://pugetsoundashrae.org/wp-content/uploads/2018/01/Seattle-ASHRAE-Grow-Room-Presentation.pdf
| [49] | Vice article on cannabis waste | https://www.vice.com/en_ca/article/vbnby3/canadas-weed-growers-destroy-a-lot-of-cannabis
Didn't use | [50] | Bergman's Nutrient Schedules and Amounts | https://shop.ilovegrowingmarijuana.com/products/marijuana-fertilizer-set
| [51] | Leafly Soil Requirements Amounts | https://www.leafly.com/news/growing/how-and-when-to-transplant-cannabis-plants
| [52] | Validation Temperature Setpoints of Average Building | https://www.plu.edu/facilities-management/wp-content/uploads/sites/140/2017/01/plu-temperature-set-point-policy.pdf
| [53] | Validation Relative Humidity Setpoints | https://www.engineeringtoolbox.com/relative-humidity-d_895.html
| [54] | U-Value Validation of .18 W/m^2-K for insulated wall | https://www.designingbuildings.co.uk/wiki/U-values
| [55] | Foxfarm soil & fertilizer company | Pamphlets from Austin
| [56] | Perlite/Coco mixture ratios | https://cannabistraininguniversity.com/learn-more-about-growing-cannabis-in-perlite-and-coco-coir/
| [57] | Neem oil and surfactant amounts | https://www.royalqueenseeds.com/blog-neem-oil-the-organic-pesticide-of-choice-for-cannabis-n657
| [58] | DRAFT Colorado Greenhouse Gas Inventory 2019 including projections t o2020 & 2030 | https://drive.google.com/file/d/1120LdxmecGTuf7uil9l6YmjOQonYOnxV/view
| [59] | Wine Carbon Footprint (averaged all values in Figure 11) | https://www.mdpi.com/2071-1050/11/10/2945/htm
| [60] | New Belgium Fat Tire Report (added production and cradle-to-gate materials, first figure) | Zotero
| [61] | Cigarettes Carbon Footprint PDF | \\nasstore.engr.colostate.edu\students\GRAD\ME\hsummers\home\Colorado State\Other\Cannabis\Background Lit
| [62] | the alcohol we drink and its contribution to the uk's greenhouse gas emissions: a discussion paper | https://www.fcrn.org.uk/sites/default/files/ALCOHOL%20final%20version%20TG%20feb%202007.pdf
| [62] | HVAC Systems and Grow Room Energy | U: Drive
| [63] | Energy Use in Colorado Cannabis Industry (18-CEO MJ32 Energy cannabis Report) | U: Drive
Didn't use | [64] | ASHREA Standards - Grow Facilities | U: Dirve
| [65] | Denverpost powerpoint | https://mass-cannabis-control.com/wp-content/uploads/2018/03/Presentation_Cannabis-Energy-Overview-to-CCC.pdf
| [66] | NW Council powerpoint | https://www.nwcouncil.org/sites/default/files/2018_0612_p4.pdf
Papers to investigate for validation
| [1] "Greenhouse grow operations can cost 50-66% less than warehouse operations, yet 1% have tapped into this market |  |  | https://weatherport.com/guide-to-starting-a-commercial-cannabis-grow-operation/

## TEST
INITIAL W_INSIDE
| w_inside(1) | w_initial | ET | A | rho | V
|  | 0.01092 | 0.1 | 1376 | 1.225 | 6291.072
0.028775
W_INSIDE WITH DR
| w_inside(1) | w_initial | DR | ET | A | rho | V
|  | 0.01092 | 0.031823 | 0.1 | 1376 | 1.225 | 6291.072
|  | 0.023093 | 0.023075
W_INSIDE WITH DR AND HVAC
TABLE CHECKS
T_i | 22 | 22 | 22 | 22 | 22
w_inside | 0.01092 | 0.012173 | 0.01092 | 0.012173 | 0.01092
phi | 55 | 61.1882 | 55 | 61.1882 | 55
h | 34.7518 | 0 | 36.1208 | 0 | 36.1208
| W/m^2 |  | ET (kg H2O)/m^2-hr
Clone | 403.6463 | small | 0.12319
Veg | 403.6463 | small | 0.12319
Flower | 672.7437 | large | 0.040765
enthalpy | J/kg dry air
h_initial | 80832.9395 | 0 | 84017.2142 | 0 | 84017.2142
h_final | 49890.3325 | 0 | 49890.3325 | 0 | 49890.3325
BTU/lbm dry air
conversion | 34.7518 | 0 | 36.1208 | 0 | 36.1208
conversion | 21.4489 | 0 | 21.4489 | 0 | 21.4489
| lights on | lights off
clone | 1530.0445 | 25.8333
veg | 1528.1001 | 15.5556
flower | 2500.0722 | 22.2222
cure | 15.5556 | 15.5556 | [24 empty] | 8.6905
8760
[23 empty] | 3.1429 |  | 528
3.4286 |  |  | clone |  | veg |  | flower |  | cure | [13 empty] | 7.1429 |  | 1200
7.8571 |  |  | 1 | 576 | 577 | 1896 | 1897 | 3168 | 3169 | 3504 | [12 empty] | 8.1429 |  | 1368
7.5714 |  |  | 3505 | 4080 | 4081 | 5400 | 5401 | 6672 | 6673 | 7008 | [12 empty] | 2 |  | 336
2 |  |  | 7009 | 7584 | 7585 | 8904
[26 empty] | 1 | i_count_flower
[26 empty] | 1 | 1368
[26 empty] | icount_flower + 1 | (i_count_flower+i_count_break) | 1369
|  |  | 4080 | [22 empty] | 1369 | 1416
1
333.9468 | 333.9468 | 333.9468 | 333.9468 | 333.9468 | 333.9468 | 333.9468 | 333.9468 | 333.9468 | 333.9468 | 333.9468 | 333.9468 | 333.9468 | 333.9468 | 333.9468 | 333.9468 | 333.9468 | 333.9468 | 0 | 0 | 0 | 0 | 0 | 0 | [5 empty] | 355 | 354
0.0017361 | 0.0034722 | 0.0052083 | 0.0069444 | 0.0086806 | 0.010417 | 0.012153 | 0.013889 | 0.015625 | 0.017361 | 0.019097 | 0.020833 | 0.022569 | 0.024306 | 0.026042 | 0.027778 | 0.029514 | 0.03125 | 0.032986 | 0.034722 | 0.036458 | 0.038194 | 0.039931 | 0.041667 | [5 empty] | 709 | 354
0.00014192 | 0.00028384 | 0.00042577 | 0.00056769 | 0.00070961 | 0.00085153 | 0.00099346 | 0.0011354 | 0.0012773 | 0.0014192 | 0.0015611 | 0.0017031 | 0.001845 | 0.0019869 | 0.0021288 | 0.0022708 | 0.0024127 | 0.0025546 | 5.2778e-05 | 5.5556e-05 | 5.8333e-05 | 6.1111e-05 | 6.3889e-05 | 6.6667e-05
0.62705 | 0.62705 | 0.62705 | 0.62705 | 0.62705 | 0.62705 | 0.62705 | 0.62705 | 0.62705 | 0.62705 | 0.62705 | 0.62705 | 0.0084 | 0.0084 | 0.0084 | 0.0084 | 0.0084 | 0.0084 | 0.0084 | 0.0084 | 0.0084 | 0.0084 | 0.0084 | 0.0084
0.00078616 | 0.0015723 | 0.0023585 | 0.0031447 | 0.0039308 | 0.004717 | 0.0055031 | 0.0062893 | 0.0070755 | 0.0078616 | 0.0086478 | 0.009434 | 0.01022 | 0.011006 | 0.011792 | 0.012579 | 0.013365 | 0.014151 | 0.014937 | 0.015723 | 0.016509 | 0.017296 | 0.018082 | 0.018868
#VALUE! | #VALUE! | #VALUE! | #VALUE! | #VALUE! | #VALUE! | #VALUE! | #VALUE! | #VALUE! | #VALUE! | #VALUE! | #VALUE! | #VALUE! | #VALUE! | #VALUE! | #VALUE! | #VALUE! | #VALUE! | #VALUE! | #VALUE! | #VALUE! | #VALUE! | #VALUE! | #VALUE!
LCA facility count vales
| weeks | hours
clone | 3.1429 | 528 | 528
veg | 7.1429 | 1200 | 1728
flower | 8.1429 | 1368 | 3096
cure | 2 | 336 |  | 2784
break | 0.28571 | 48
| season 0 |  | break |  | season 1 |  | break |  | season 2 |  | break |  | season 3 |  | break |  | season 4 |  | break |  | season 5 |  | break |  |  | season 6 |  | break |  | season 7 |  | break |  | season 8 |  | break |  | season 9
| start | end | start | end | start | end | start | end | start | end | start | end | start | end | start | end | start | end | start | end | start | end | start |  | end | start | end | start | end | start | end | start | end | start | end | start | end | start | end
clone | -407 | 121 | 122 | 1010 | 1011 | 1539 | 1540 | 2428 | 2429 | 2957 | 2958 | 3846 | 3847 | 4375 | 4376 | 5264 | 5265 | 5793 | 5794 | 6682 | 6683 | 7211 | 7212 |  | 8100 | 8101 | 8629 | 8630
veg |  |  |  |  | 169 | 1369 | 1370 | 1586 | 1587 | 2787 | 2788 | 3004 | 3005 | 4205 | 4206 | 4422 | 4423 | 5623 | 5624 | 5840 | 5841 | 7041 | 7042 |  | 7258 | 7259 | 8459 | 8460 | 8676 | 8677 | 9877 | 9878
flower | [8 empty] | 1 | 1369 | 1370 | 1418 | 1419 | 2787 | 2788 | 2836 | 2837 | 4205 | 4206 | 4254 | 4255 | 5623 | 5624 |  | 5672 | 5673 | 7041 | 7042 | 7090 | 7091 | 8459 | 8460 | 8508 | 8509 | 9877
cure | [12 empty] | 1417 | 1753 | 1754 | 2834 | 2835 | 3171 | 3172 | 4252 | 4253 | 4589 | 4590 |  | 5670 | 5671 | 6007 | 6008 | 7088 | 7089 | 7425 | 7426 | 8506 | 8507 | 8843 | 8844 | 9924 | 9925 | 10261
| season 0 |  | break |  | season 1 |  | break |  | season 2 |  | break |  | season 3 |  | break |  | season 4 |  | break |  | season 5 |  | break |  |  | season 6 |  | break |  | season 7 |  | break |  | season 8 |  | break |  | season 9
| start | end | start | end | start | end | start | end | start | end | start | end | start | end | start | end | start | end | start | end | start | end | start |  | end | start | end | start | end | start | end | start | end | start | end | start | end | start | end
clone | -408 | 120 | 121 | 1007 | 1008 | 1536 | 1537 | 2423 | 2424 | 2952 | 2953 | 3839 | 3840 | 4368 | 4369 | 5255 | 5256 | 5784 | 5785 | 6671 | 6672 | 7200 | 7201 |  | 8087 | 8088 | 8616 | 8617 | 9503
veg | -1247 | -48 | -47 | 168 | 169 | 1368 | 1369 | 1584 | 1585 | 2784 | 2785 | 3000 | 3001 | 4200 | 4201 | 4416 | 4417 | 5616 | 5617 | 5832 | 5833 | 7032 | 7033 |  | 7248 | 7249 | 8448 | 8449 | 8664 | 8665 | 9864
flower | 1 | 1368 | 1369 | 1416 | 1417 | 2784 | 2785 | 2832 | 2833 | 4200 | 4201 | 4248 | 4249 | 5616 | 5617 | 5664 | 5665 | 7032 | 7033 | 7080 | 7081 | 8448 | 8449 |  | 8496 | 8497 | 9864 | 9865 | 9912
cure | 0 | 336 | 337 | 1415 | 1416 | 1752 | 1753 | 2831 | 2832 | 3168 | 3169 | 4247 | 4248 | 4584 | 4585 | 5663 | 5664 | 6000 | 6001 | 7079 | 7080 | 7416 | 7417 |  | 8495 | 8496 | 8832 | 8833 | 9911 | 9912 | 10248
| -407 | 120 | 121 | 1008 | 1009 | 1536 | 1537 | 2424 | 2425 |  |  | 3839 | [13 empty] | 8760
| j | m | I veg |  |  | n | I veg break |  |  |  | I clone | grow |  | I clone break |  |  |  | I cure | grow |  | I cure break
| 1 | 0 | -1247 | -48 |  |  | -47 | 168 |  |  | -407 | 121 |  | 122 | 1008
| 1200 | 1 | 169 | 1368 |  |  | 1369 | 1584 |  |  | 1009 | 1537 |  | 1538 | 2424 |  |  | 0 | 336 |  | 337 | 1415
|  | 2 | 1585 | 2784 |  |  | 2785 | 3000 |  |  | 2425 | 2953 |  | 2954 | 3840 |  |  | 1416 | 1752 |  | 1753 | 2831
|  | 3 | 3001 | 4200 |  |  | 4201 | 4416 |  |  | 3841 | 4369 |  | 4370 | 5256 |  |  | 2832 | 3168 |  | 3169 | 4247
|  | 4 | 4417 | 5616 |  |  | 5617 | 5832
|  | 5 | 5833 | 7032 |  |  | 7033 | 7248
|  | 6 | 7249 | 8448 |  |  | 8449 | 8664
|  | 7 | 8665 | 9864 |  |  | 9865 | 10080
|  | 8 | -2663 | -1464
|  | i | j
|  | 1 | 1 | 24
|  | 2 | 25 | 48
|  | 3 | 49 | 72
|  | 4 | 73 | 96
|  | 5 | 97 | 120
|  | 6 | 121 | 144
|  | 7 | 145 | 168
|  | 8 | 169 | 192
|  | 9 | 193 | 216
|  | 10 | 217 | 240
| 1149596080.1667 |  | 0.0011428 | 1313779.7513 | 1313779.7513 | 1 | 779.9186
|  |  | 2.8097 | 3229986574.5518 | 3229986574.5518 | 1 | 1917464.9499
|  |  | 0.00374 | 4299464.3743 | 4299464.3743 | 1 | 2552.355
|  |  | 0.49451 | 568482000.7146 | 568482000.7146 | 1 | 337476.4216
|  |  | 3.9163e-08 | 45.0213 | 45.0213 | 1 | 0.026727
|  |  | 1.1134e-07 | 128.0014 | 128.0014 | 1 | 0.075987
|  |  | 3.7329e-08 | 42.9136 | 42.9136 | 1 | 0.025475
|  |  | 0.015997 | 18390315.2159 | 18390315.2159 | 1 | 10917.3162
|  |  | 0.40172 | 461818238.1927 | 461818238.1927 | 1 | 274156.0265
|  |  | 0.0013557 | 1558510.3193 | 1558510.3193 | 1 | 925.2017
LCA FOR INDOOR GROWING
| 0 | 0 | Acidification | Ecotoxicity | Eutrophication | Global Warming | Human Health - carcinogenics | Human Health - non-carcinogenics | Ozone Depletion | Photochemical ozone formation | Resource depletion - fossil fuels | Respiratory effects
MATLAB NUMBER | Process | Units | kg SO2 eq | CTUe | kg N eq | kg CO2 eq | CTUh | CTUh | kg CFC-11 eq | kg O3 eq | MJ surplus | kg PM2.5 eq |  | MATLAB NUMBER | MATLAB OUTPUTS | [10 empty] | MATLAB NUMBER | % DIFFERENCE
1 | Simple Heating Load | per kg-dry weed | 0.19354 | 62.1207 | 0.045483 | 136.1148 | 8.9461e-07 | 2.091e-06 | 1.6334e-05 | 3.5176 | 322.9536 | 0.018609 |  | 1 | 0.19354 | 62.1207 | 0.045483 | 136.1148 | 8.9461e-07 | 2.091e-06 | 1.6334e-05 | 3.5176 | 322.9536 | 0.018609 |  | 1 | 0 | 0 | 0 | 0 | 0 | 0 | 0 | 0 | 0 | 0 | 45.3716
2 | Simple Cooling Load | per kg-dry weed | 0.023151 | 56.9174 | 0.075763 | 12.3739 | 7.9334e-07 | 2.2556e-06 | 7.562e-07 | 0.32407 | 8.138 | 0.027463 |  | 2 | 12.3739 | 12.3739 | 12.3739 | 12.3739 | 12.3739 | 12.3739 | 12.3739 | 12.3739 | 12.3739 | 12.3739 |  | 2 | 0.99813 | 3.5998 | 0.99388 | 0 | 1 | 1 | 1 | 0.97381 | 0.34233 | 0.99778 | 4.1246
3 | Heating (Heat+Hum) | per kg-dry weed | 1.5782 | 506.5532 | 0.37088 | 1109.9256 | 7.2949e-06 | 1.7051e-05 | 0.00013319 | 28.6834 | 2633.4708 | 0.15174 |  | 3 | 1.5782 | 506.5532 | 0.37088 | 1109.9256 | 7.2949e-06 | 1.7051e-05 | 0.00013319 | 28.6834 | 2633.4708 | 0.15174 |  | 3 | 0 | 0 | 0 | 0 | 0 | 0 | 0 | 0 | 0 | 0 | 369.9752
4 | Humidification (Heat+Hum) | per kg-dry weed | 0.88963 | 285.5503 | 0.20907 | 625.6789 | 4.1122e-06 | 9.6117e-06 | 7.5081e-05 | 16.1692 | 1484.5202 | 0.08554 |  | 4 | 0.88963 | 285.5503 | 0.20907 | 625.6789 | 4.1122e-06 | 9.6117e-06 | 7.5081e-05 | 16.1692 | 1484.5202 | 0.08554 |  | 4 | 0 | 0 | 0 | 0 | 0 | 0 | 0 | 0 | 0 | 0 | 208.5596
5 | Humidification | per kg-dry weed | 0.011781 | 3.7814 | 0.0027686 | 8.2856 | 5.4457e-08 | 1.2728e-07 | 9.9426e-07 | 0.21412 | 19.6588 | 0.0011328 |  | 5 | 0.011781 | 3.7814 | 0.0027686 | 8.2856 | 5.4457e-08 | 1.2728e-07 | 9.9426e-07 | 0.21412 | 19.6588 | 0.0011328 |  | 5 | 0 | 0 | 0 | 0 | 0 | 0 | 0 | 0 | 0 | 0 | 2.7619
6 | Humidification (Hum+Cool) | per kg-dry weed | 0.02216 | 7.1127 | 0.0052077 | 15.5848 | 1.0243e-07 | 2.3942e-07 | 1.8702e-06 | 0.40275 | 36.9775 | 0.0021307 |  | 6 | 0.02216 | 7.1127 | 0.0052077 | 15.5848 | 1.0243e-07 | 2.3942e-07 | 1.8702e-06 | 0.40275 | 36.9775 | 0.0021307 |  | 6 | 0 | 0 | 0 | 0 | 0 | 0 | 0 | 0 | 0 | 0 | 5.1949
7 | Cooling (Hum+Cool) | per kg-dry weed | 0.11529 | 283.4413 | 0.37729 | 61.6205 | 3.9508e-06 | 1.1233e-05 | 3.7658e-06 | 1.6138 | 40.526 | 0.13676 |  | 7 | 61.6205 | 61.6205 | 61.6205 | 61.6205 | 61.6205 | 61.6205 | 61.6205 | 61.6205 | 61.6205 | 61.6205 |  | 7 | 0.99813 | 3.5998 | 0.99388 | 0 | 1 | 1 | 1 | 0.97381 | 0.34233 | 0.99778 | 20.5402
8 | Dehumidification (Electric) | per kg-dry weed | 0.06786 | 166.8362 | 0.22208 | 36.2704 | 2.3255e-06 | 6.6116e-06 | 2.2166e-06 | 0.9499 | 23.854 | 0.080501 |  | 8 | 36.2704 | 36.2704 | 36.2704 | 36.2704 | 36.2704 | 36.2704 | 36.2704 | 36.2704 | 36.2704 | 36.2704 |  | 8 | 0.99813 | 3.5998 | 0.99388 | 0 | 1 | 1 | 1 | 0.97381 | 0.34233 | 0.99778 | 12.0901
9 | Dehumidification Reheat (NG) | per kg-dry weed | 0.034392 | 11.0391 | 0.0080824 | 24.1881 | 1.5897e-07 | 3.7158e-07 | 2.9025e-06 | 0.62508 | 57.3899 | 0.0033069 |  | 9 | 0.034392 | 11.0391 | 0.0080824 | 24.1881 | 1.5897e-07 | 3.7158e-07 | 2.9025e-06 | 0.62508 | 57.3899 | 0.0033069 |  | 9 | 0 | 0 | 0 | 0 | 0 | 0 | 0 | 0 | 0 | 0 | 8.0627
10 | Electricity from Lights | per kg-dry weed | 1.5658 | 3849.4712 | 5.1241 | 836.8804 | 5.3656e-05 | 0.00015255 | 5.1144e-05 | 21.9174 | 550.3911 | 1.8574 |  | 10 | 836.8804 | 836.8804 | 836.8804 | 836.8804 | 836.8804 | 836.8804 | 836.8804 | 836.8804 | 836.8804 | 836.8804 |  | 10 | 0.99813 | 3.5998 | 0.99388 | 0 | 1 | 1 | 1 | 0.97381 | 0.34233 | 0.99778 | 836.8804
11 | Water for Plants | per kg-dry weed | 0.0084111 | 5.9181 | 0.006637 | 1.8738 | 1.031e-07 | 2.782e-07 | 1.0823e-07 | 0.094965 | 1.166 | 0.0027412 |  | 11 | 0.0084111 | 5.9181 | 0.006637 | 1.8738 | 1.031e-07 | 2.782e-07 | 1.0823e-07 | 0.094965 | 1.166 | 0.0027412 |  | 11 | 0 | 0 | 0 | 0 | 0 | 0 | 0 | 0 | 0 | 0 | 1.8738
12 | Irrigation Pumping Load | per kg-dry weed | 0.0028472 | 6.9999 | 0.0093177 | 1.5218 | 9.7569e-08 | 2.774e-07 | 9.3001e-08 | 0.039855 | 1.0008 | 0.0033776 |  | 12 | 1.5218 | 1.5218 | 1.5218 | 1.5218 | 1.5218 | 1.5218 | 1.5218 | 1.5218 | 1.5218 | 1.5218 |  | 12 | 0.99813 | 3.5998 | 0.99388 | 0 | 1 | 1 | 1 | 0.97381 | 0.34233 | 0.99778 | 1.5218
13 | Water Heating Load | per kg-dry weed | 0.0037723 | 9.2743 | 0.012345 | 2.0163 | 1.2927e-07 | 3.6753e-07 | 1.2322e-07 | 0.052804 | 1.326 | 0.004475 |  | 13 | 2.0163 | 2.0163 | 2.0163 | 2.0163 | 2.0163 | 2.0163 | 2.0163 | 2.0163 | 2.0163 | 2.0163 |  | 13 | 0.99813 | 3.5998 | 0.99388 | 0 | 1 | 1 | 1 | 0.97381 | 0.34233 | 0.99778 | 2.0163
14 | CO2 | per kg-dry weed | 1.8214 | 2712.9061 | 1.5548 | 573.978 | 2.4813e-05 | 0.00012778 | 2.5678e-05 | 76.3719 | 410.8727 | 0.44696 |  | 14 | 1.8214 | 2712.9061 | 1.5548 | 573.978 | 2.4813e-05 | 0.00012778 | 2.5678e-05 | 76.3719 | 410.8727 | 0.44696 |  | 14 | 0 | 0 | 0 | 0 | 0 | 0 | 0 | 0 | 0 | 0 | 191.326
15 | Ammonium Nitrate (N) | per kg-dry weed | 0.0087106 | 6.0903 | 0.0039738 | 2.0967 | 3.5168e-08 | 2.9312e-07 | 1.3806e-07 | 0.092877 | 1.6855 | 0.00080559 |  | 15 | 0.0087106 | 6.0903 | 0.0039738 | 2.0967 | 3.5168e-08 | 2.9312e-07 | 1.3806e-07 | 0.092877 | 1.6855 | 0.00080559 |  | 15 | 0 | 0 | 0 | 0 | 0 | 0 | 0 | 0 | 0 | 0 | 2.0967
16 | Triple Superphosphate (P) | per kg-dry weed | 0.011105 | 11.7441 | 0.014573 | 1.0266 | 7.4699e-08 | 6.2736e-07 | 1.2215e-07 | 0.077482 | 1.6832 | 0.0019021 |  | 16 | 0.011105 | 11.7441 | 0.014573 | 1.0266 | 7.4699e-08 | 6.2736e-07 | 1.2215e-07 | 0.077482 | 1.6832 | 0.0019021 |  | 16 | 0 | 0 | 0 | 0 | 0 | 0 | 0 | 0 | 0 | 0 | 1.0266
17 | Potassium Chloride (K) | per kg-dry weed | 0.0007355 | 1.8856 | 0.00062483 | 0.18895 | 1.3319e-08 | 8.9714e-08 | 3.1482e-08 | 0.009698 | 0.34682 | 0.00012126 |  | 17 | 0.0007355 | 1.8856 | 0.00062483 | 0.18895 | 1.3319e-08 | 8.9714e-08 | 3.1482e-08 | 0.009698 | 0.34682 | 0.00012126 |  | 17 | 0 | 0 | 0 | 0 | 0 | 0 | 0 | 0 | 0 | 0 | 0.18895
18 | Soil | per kg-dry weed | 0.019856 | 10.1066 | 0.0044943 | 3.8982 | 1.1578e-07 | 3.8391e-07 | 9.5239e-07 | 0.49599 | 8.0453 | 0.0022568 |  | 18 | 0.019856 | 10.1066 | 0.0044943 | 3.8982 | 1.1578e-07 | 3.8391e-07 | 9.5239e-07 | 0.49599 | 8.0453 | 0.0022568 |  | 18 | 0 | 0 | 0 | 0 | 0 | 0 | 0 | 0 | 0 | 0 | 3.8982
19 | Soil Amendments | per kg-dry weed | 0.82048 | 279.2256 | 0.28492 | 133.3349 | 4.7324e-06 | 1.2641e-05 | 1.2644e-05 | 7.2852 | 73.6667 | 0.094339 |  | 19 | 0.82048 | 279.2256 | 0.28492 | 133.3349 | 4.7324e-06 | 1.2641e-05 | 1.2644e-05 | 7.2852 | 73.6667 | 0.094339 |  | 19 | 0 | 0 | 0 | 0 | 0 | 0 | 0 | 0 | 0 | 0 | 133.3349
20 | Neem Oil | per kg-dry weed | 0.01244 | 8.4599 | 0.029039 | 7.5106 | 8.6439e-08 | 1.754e-07 | 1.0272e-07 | 0.13057 | 0.83642 | 0.0030457 |  | 20 | 0.01244 | 8.4599 | 0.029039 | 7.5106 | 8.6439e-08 | 1.754e-07 | 1.0272e-07 | 0.13057 | 0.83642 | 0.0030457 |  | 20 | 0 | 0 | 0 | 0 | 0 | 0 | 0 | 0 | 0 | 0 | 7.5106
21 | Neem Oil (water) | per kg-dry weed | 0.00022545 | 0.15863 | 0.0001779 | 0.050226 | 2.7635e-09 | 7.4567e-09 | 2.9009e-09 | 0.0025454 | 0.031252 | 7.3474e-05 |  | 21 | 0.00022545 | 0.15863 | 0.0001779 | 0.050226 | 2.7635e-09 | 7.4567e-09 | 2.9009e-09 | 0.0025454 | 0.031252 | 7.3474e-05 |  | 21 | 0 | 0 | 0 | 0 | 0 | 0 | 0 | 0 | 0 | 0 | 0.050226
22 | Neem Oil (Soap) | per kg-dry weed | 0.0034246 | 3.9186 | 0.0056094 | 1.2143 | 2.4752e-08 | 1.0062e-07 | 4.909e-08 | 0.030718 | 0.30688 | 0.00067471 |  | 22 | 0.0034246 | 3.9186 | 0.0056094 | 1.2143 | 2.4752e-08 | 1.0062e-07 | 4.909e-08 | 0.030718 | 0.30688 | 0.00067471 |  | 22 | 0 | 0 | 0 | 0 | 0 | 0 | 0 | 0 | 0 | 0 | 1.2143
23 | Fungicides | per kg-dry weed | 0.034816 | 32.4527 | 0.021045 | 7.3918 | 3.512e-07 | 1.5212e-06 | 1.301e-06 | 0.38457 | 15.391 | 0.0068594 |  | 23 | 0.034816 | 32.4527 | 0.021045 | 7.3918 | 3.512e-07 | 1.5212e-06 | 1.301e-06 | 0.38457 | 15.391 | 0.0068594 |  | 23 | 0 | 0 | 0 | 0 | 0 | 0 | 0 | 0 | 0 | 0 | 7.3918
24 | Extractor Fan Electricity | per kg-dry weed | 0.12834 | 315.5227 | 0.42 | 68.5951 | 4.3979e-06 | 1.2504e-05 | 4.192e-06 | 1.7965 | 45.1129 | 0.15224 |  | 24 | 68.5951 | 68.5951 | 68.5951 | 68.5951 | 68.5951 | 68.5951 | 68.5951 | 68.5951 | 68.5951 | 68.5951 |  | 24 | 0.99813 | 3.5998 | 0.99388 | 0 | 1 | 1 | 1 | 0.97381 | 0.34233 | 0.99778 | 68.5951
25 | Intake Fan Electricity | per kg-dry weed | 0.12834 | 315.5227 | 0.42 | 68.5951 | 4.3979e-06 | 1.2504e-05 | 4.192e-06 | 1.7965 | 45.1129 | 0.15224 |  | 25 | 68.5951 | 68.5951 | 68.5951 | 68.5951 | 68.5951 | 68.5951 | 68.5951 | 68.5951 | 68.5951 | 68.5951 |  | 25 | 0.99813 | 3.5998 | 0.99388 | 0 | 1 | 1 | 1 | 0.97381 | 0.34233 | 0.99778 | 68.5951
26 | Circulation Fan Electricity | per kg-dry weed | 0.15991 | 393.1552 | 0.52333 | 85.4725 | 5.48e-06 | 1.558e-05 | 5.2235e-06 | 2.2385 | 56.2127 | 0.1897 |  | 26 | 85.4725 | 85.4725 | 85.4725 | 85.4725 | 85.4725 | 85.4725 | 85.4725 | 85.4725 | 85.4725 | 85.4725 |  | 26 | 0.99813 | 3.5998 | 0.99388 | 0 | 1 | 1 | 1 | 0.97381 | 0.34233 | 0.99778 | 85.4725
27 | Landfill Operations | per kg-dry weed | 0.011007 | 1.739 | 0.0022455 | 1.3034 | 4.0894e-08 | 6.9504e-08 | 2.5517e-07 | 0.30492 | 2.1843 | 0.0016862 |  | 27 | 0.011007 | 1.739 | 0.0022455 | 1.3034 | 4.0894e-08 | 6.9504e-08 | 2.5517e-07 | 0.30492 | 2.1843 | 0.0016862 |  | 27 | 0 | 0 | 0 | 0 | 0 | 0 | 0 | 0 | 0 | 0 | 1.3034
28 | Landfill Emissions | per kg-dry weed | 0 | 0 | 0 | 441.6808 | 0 | 0 | 0 | 0 | 0 | 0 |  | 28 | 441.6808 | 441.6808 | 441.6808 | 441.6808 | 441.6808 | 441.6808 | 441.6808 | 441.6808 | 441.6808 | 441.6808 |  | 28 | 1 | 1 | 1 | 0 | 1 | 1 | 1 | 1 | 1 | 1 | 441.6808
29 | Transportation to Landfill | per kg-dry weed | 0.088556 | 158.016 | 0.035919 | 18.1813 | 1.0382e-06 | 6.1465e-06 | 3.9149e-06 | 1.8844 | 33.746 | 0.013433 |  | 29 | 0.088556 | 158.016 | 0.035919 | 18.1813 | 1.0382e-06 | 6.1465e-06 | 3.9149e-06 | 1.8844 | 33.746 | 0.013433 |  | 29 | 0 | 0 | 0 | 0 | 0 | 0 | 0 | 0 | 0 | 0 | 18.1813
30 | Secondary Air Conditioning | per kg-dry weed | 0.087421 | 214.9287 | 0.28609 | 46.7258 | 2.9958e-06 | 8.5174e-06 | 2.8555e-06 | 1.2237 | 30.7302 | 0.10371 |  | 30 | 46.7258 | 46.7258 | 46.7258 | 46.7258 | 46.7258 | 46.7258 | 46.7258 | 46.7258 | 46.7258 | 46.7258 |  | 30 | 0.99813 | 3.5998 | 0.99388 | 0 | 1 | 1 | 1 | 0.97381 | 0.34233 | 0.99778 | 50.9249
31 | Secondary Dehumidification | per kg-dry weed | 0 | 0 | 0 | 0 | 0 | 0 | 0 | 0 | 0 | 0 |  | 31 | 0 | 0 | 0 | 0 | 0 | 0 | 0 | 0 | 0 | 0 |  | 31 | #DIV/0! | #DIV/0! | #DIV/0! | #DIV/0! | #DIV/0! | #DIV/0! | #DIV/0! | #DIV/0! | #DIV/0! | #DIV/0! | 302.5393
32 | Secondary Heating | per kg-dry weed | 0.024731 | 60.8028 | 0.080935 | 13.2186 | 8.475e-07 | 2.4096e-06 | 8.0783e-07 | 0.34619 | 8.6935 | 0.029338 |  | 32 | 13.2186 | 13.2186 | 13.2186 | 13.2186 | 13.2186 | 13.2186 | 13.2186 | 13.2186 | 13.2186 | 13.2186 |  | 32 | 0.99813 | 3.5998 | 0.99388 | 0 | 1 | 1 | 1 | 0.97381 | 0.34233 | 0.99778 | 12.2163
33 | Transportation, Lorry, to facility | per kg-dry weed | 0.40117 | 288.3076 | 0.1164 | 111.1061 | 3.2379e-06 | 1.0884e-05 | 2.6489e-05 | 8.3147 | 224.45 | 0.054859 |  | 33 | 0.40117 | 288.3076 | 0.1164 | 111.1061 | 3.2379e-06 | 1.0884e-05 | 2.6489e-05 | 8.3147 | 224.45 | 0.054859 |  | 33 | 0 | 0 | 0 | 0 | 0 | 0 | 0 | 0 | 0 | 0 | 51.8598
34 | Transportation, Truck, to facility | per kg-dry weed | 0.62107 | 1108.2079 | 0.25191 | 127.5102 | 7.281e-06 | 4.3107e-05 | 2.7456e-05 | 13.2158 | 236.6694 | 0.094208 |  | 34 | 0.62107 | 1108.2079 | 0.25191 | 127.5102 | 7.281e-06 | 4.3107e-05 | 2.7456e-05 | 13.2158 | 236.6694 | 0.094208 |  | 34 | 0 | 0 | 0 | 0 | 0 | 0 | 0 | 0 | 0 | 0 | 59.5166
35 | Tranportation, passenger vehicle, to facility | per kg-dry weed | 0.020743 | 35.9816 | 0.013733 | 7.383 | 4.7751e-07 | 1.5244e-06 | 1.4583e-06 | 0.22267 | 13.0123 | 0.0035442 |  | 35 | 0.020743 | 35.9816 | 0.013733 | 7.383 | 4.7751e-07 | 1.5244e-06 | 1.4583e-06 | 0.22267 | 13.0123 | 0.0035442 |  | 35 | 0 | 0 | 0 | 0 | 0 | 0 | 0 | 0 | 0 | 0 | 3.4461
36 | Carbon Sequestered in product | per kg-dry weed | 0 | 0 | 0 | -1.8333 | 0 | 0 | 0 | 0 | 0 | 0 |  | 36 | -1.8333 | -1.8333 | -1.8333 | -1.8333 | -1.8333 | -1.8333 | -1.8333 | -1.8333 | -1.8333 | -1.8333 |  | 36 | 1 | 1 | 1 | 0 | 1 | 1 | 1 | 1 | 1 | 1 | -1.8333
37 | Carbon sequestered in landfill | per kg-dry weed | 0 | 0 | 0 | -203.2707 | 0 | 0 | 0 | 0 | 0 | 0 |  | 37 | -203.2707 | -203.2707 | -203.2707 | -203.2707 | -203.2707 | -203.2707 | -203.2707 | -203.2707 | -203.2707 | -203.2707 |  | 37 | 1 | 1 | 1 | 0 | 1 | 1 | 1 | 1 | 1 | 1 | -203.2707
2809.297